## input (Machinery)
INPUTS
BASIC RATES OF MECHINERY
CODE | NAME OF MECHINERY | UNIT | RATE
1 | Hire charges of Coaltar Boiler 900 to 1400 litres | Day | 870
2 | Hire charges of Concrete Mixer 0.14 cubic metre | Day | 1300
3 | Hire charges of Diesel Road Roller - 8 to 10 tonne | Day | 1730
4 | Production cost of concrete by batch mix plant. | cum | 500
5 | Hire charges of Diesel Truck - 9 tonne | Day | 1500
6 | Hire charges of Spraying machine including electric charges | Day | 450
7 | Hire charges of Coaltar Sprayer | Day | 400
8 | Hire charges of Barber green, drying, mixing and Asphalt Plant, with accessories, capacity 30/45 tonne | Day | 8900
9 | Pumping charges of concrete including Hire charges of pump, piping work & accessories etc. | Cum | 150
10 | Hire charges of Derrickmonkey rope | Day | 635
11 | Hire charges of Pumpset of capacity 4000 litres/hour. | Day | 1200
12 | Vibrator(Needle type 40mm) | Day | 800
13 | Machine for rubbing of floors with driver & car | Day | 1000
14 | Front end loader | Day | 7600
16 | Mastic Cooker | Day | 635
17 | Hire and running charges of tipper | Day | 1390
18 | Hire and running charges of loader. | Day | 1150
19 | Hand Grinder For mirror polish | Day | 400
20 | Hydraulic Excavator (3D) with driver and fuel. | Day | 8000
21 | Pin vibrator | Day | 800
22 | Surface Vibrator | Day | 800
24 | Hire and running charges of hydraulic piling rig with power unit etc. including complete accessories and shifting at site. | per day | 37000
25 | Hire and running charges of light crane. | per day | 2900
26 | Hire and running charges of bentonite pump. | per day | 5775
27 | Hire and running charges of vibrating pile driving hammer complete with power unit and accessories . | per day | 37000
28 | Hire and running charges of crane 20 tonne capacity. | per day | 6350
29 | Carriage of concrete by transit mixer. | km/ cum | 32
30 | Generator 250 KVA. | per day | 11500
33 | Paint applicator. | per day | 650
37 | Mobile crane. | per day | 6350
38 | Tractor with ripper attachment. | per day | 1270
39 | Tractor with trolley . | per day | 1300
40 | Air compressor 250 cfm with two leads for pneumatic cutters/ hammers. | day | 1730
41 | Joint cutting machine with 2-3 blades | per day | 1000
42 | C.C .batch mix plant. | day | 50000
43 | Road sweeper | day | 700
45 | Slip form paver with sensor. | day | 12700
46 | Water tanker 5000 litr capacity. | day | 1200
47 | Concrete joint cutting machine. | day | 1200
48 | Texturing machine. | day | 1000
49 | Production Cost of concrete for weigh batcher, operator charges & other charges for designing | cum | 60
50 | Water tanker 6 kL capacity | hour | 300

## input (Labour)
INPUTS
BASIC RATES OF LABOUR
CODE | LABOUR | UNIT | RATE
100 | Bandhani | Day | 400
101 | Bhisti | Day | 500
102 | Blacksmith 1st class | Day | 800
103 | Blacksmith 2nd class | Day | 650
111 | Carpenter 1st class | Day | 1000
112 | Carpenter 2nd class | Day | 800
113 | Chowkidar | Day | 600
114 | Beldar | Day | 500
115 | Coolie | Day | 400
116 | Fitter (grade 1) | Day | 800
117 | Assistant Fitter or 2nd class Fitter | Day | 600
119 | Glazier | Day | 700
122 | Mason (for plaster of paris work) 1st class | Day | 700
123 | Mason (brick layer) 1st class | Day | 700
124 | Mason (brick layer) 2nd class | Day | 600
125 | Mason (for plain stone work) 2nd class) | Day | 600
126 | Mason (for ornamental stone work) 1st class | Day | 1000
127 | Driver (for Road Roller, Concrete Mixer, Truck etc.) | Day | 700
128 | Mate | Day | 600
130 | Mistry | Day | 700
131 | Painter | Day | 600
132 | Rock Excavator | Day | 800
133 | Rock Breaker | Day | 800
134 | Rock Hole Driller | Day | 800
135 | Stone Chiseller | Day | 700
138 | Sprayer (for bitumen, tar etc.) | Day | 700
139 | Skilled Beldar (for floor rubbing etc.) | Day | 500
141 | White Washer | Day | 600
155 | Mason (average) | Day | 700
156 | Carpenter (average) | Day | 600
157 | Operator (Pile/ Special machine) | Day | 800
159 | Skilled torch operator for laying tack | Day | 600
160 | Sweeper | Day | 800
161 | Helper | Day | 500
162 | Dhobi | Day | 500
163 | Tailor/Upholsterer | Day | 600

## input (Material)
INPUTS
BASIC RATES OF MATERIALS
CODE | NAME OF MATERIALS | UNIT | RATE
222 | Seam bolts and nuts 6 mm dia and 25 mm long | 10 Nos | 60
223 | Non - Asbestos fibre cement corrugated sheet 6mm thick. | sqm | 260
224 | Non - Asbestos fibre cement close fitting adjustable ridge. | metre | 320
225 | Non - Asbestos fibre cement corrugate serrated adjustable ridge. | metre | 270
226 | Non - Asbestos fibre cement plain wing adjustable ridge. | metre | 290
227 | Non - Asbestos fibre cement unserrated adjustable ridge for hips. | metre | 300
228 | Non - Asbestos fibre cement corrugated appron piece. | metre | 230
229 | Non - Asbestos fibre cement eaves filler piece. | each | 150
230 | Non - Asbestos fibre cement north light curves. | metre | 300
231 | Non - Asbestos fibre cement ventilator curves. | each | 385
232 | Non - Asbestos fibre cement barge boards 6 mm thick. | metre | 330
233 | Non - Asbestos fibre cement ridge finial . | pair | 150
234 | Non - Asbestos fibre cement special north light curves. | each | 405
235 | Non - Asbestos fibre cement S type louvers. | each | 250
236 | Non - Asbestos multi purpose fibre cement board 6mm thick. | sqm | 280
237 | Non - Asbestos multi purpose fibre cement board 8mm thick. | sqm | 350
285 | Brick Aggregate (Single size) : 63 mm nominal size | cum | 485
286 | Brick Aggregate (Single size) : 50 mm nominal size | cum | 530
287 | Brick Aggregate (Single size) : 40 mm nominal size | cum | 950
291 | Stone Aggregate (Single size) : 63 mm nominal size | cum | 870
292 | Stone Aggregate (Single size) : 50 mm nominal size | cum | 930
293 | Stone Aggregate (Single size) : 40 mm nominal size | cum | 990
294 | Stone Aggregate (Single size) : 25 mm nominal size | cum | 990
295 | Stone Aggregate (Single size) : 20 mm nominal size | cum | 1100
296 | Stone Aggregate (Single size) : 12.5 mm nominal size | cum | 1100
297 | Stone Aggregate (Single size) : 10 mm nominal size | cum | 1000
298 | Stone Aggregate (Single size) : 06 mm nominal size | cum | 950
302 | Safeda ballies 125 mm diameter | metre | 70
304 | Bajri | cum | 1800
305 | Bamboo 25 mm dia 2.5 metre long | score | 500
308 | Bhusa | quintal | 350
309 | Paving bitumen S-90 of approved quality | tonne | 60500
310 | Bitumen emulsion | tonne | 53000
312 | Bitumen grade PMB - 40 | M.T. | 60500
313 | Blown type petroleum bitumen of penetration 85/25 of approved quality | tonne | 60500
314 | Bitumen hot sealing compound : grade A | kilogram | 35
316 | Bitumen solution primer of approved quality | litre | 82
317 | Premoulded joint filler 12 mm thick | sqm | 570
318 | Bitumen felt fibre base (vegetable or animal):Type 2 grade 1 | sqm | 130
322 | Bitumen felt :Type 3 grade 1 | sqm | 130
324 | Coal Tar | litre | 76
325 | Blasting powder | kilogram | 41
326 | Blasting fuse (fuse wire) | each | 18
328 | White face insulating board:12 mm thick | sqm | 405
332 | Natural colour insulating board:12 mm thick | sqm | 300
336 | Flame retardent face insulating board: 12 mm thick | sqm | 470
338 | Flame retardent face insulating, Impregnated fibre board 12 mm thick | sqm | 580
339 | Flame retardent face insulating, Impregnated fibre board 18 mm thick | sqm | 815
340 | Flame retardent face insulating, Impregnated fibre board 25 mm thick | sqm | 1120
341 | Flat pressed 3 layer particle board (medium density) Grade I :12 mm thick | sqm | 350
346 | Extra for veneered particle board with : Teak veneering on one side and commercial veneered on other side | sqm | 350
347 | Extra for veneered particle board with : Commercial veneering on both sides | sqm | 250
348 | Extra for veneered particle board with : Teak veneering on both sides | sqm | 580
349 | SILFIL (Armour Bound) 20 mm thick | sqm | 270
350 | SILFIL (Armour Bound) 25 mm thick | sqm | 340
351 | SILFIL (Armour Bound) 30 mm thick | sqm | 405
352 | SILFIL (Armour Bound) 40 mm thick | sqm | 550
353 | Double side tape for fixing SILFIL (Density not less 30 kg./cum.) | sqm | 70
362 | Brick bats | cum | 600
364 | Wire brush | each | 50
365 | Soft brush | each | 30
367 | Portland Cement | tonne | 7000
368 | White Cement | tonne | 18000
369 | Shree binder | tonne | 500
370 | Coal (steam) | quintal | 3465
373 | Cramp Gun metal 25x6x300 mm | each | 75
378 | Brass butt hinges (light/ordinary type) : 125x70x4 mm | 10 Nos | 650
379 | Brass butt hinges (light/ordinary type) : 100x70x4 mm | 10 Nos | 500
380 | Brass butt hinges (light/ordinary type) : 75x40x2.5 mm | 10 Nos | 400
381 | Brass butt hinges (light/ordinary type) : 50x40x2.5 mm | 10 Nos | 350
382 | Brass butt hinges (heavy type) : 125x85x5.5 mm(.70)kg | 10 Nos | 3000
383 | Brass butt hinges (heavy type) : 100x85x5.5 mm(.56)kg | 10 Nos | 2700
384 | Brass butt hinges (heavy type) :75x65x4.0 mm(.20)kg | 10 Nos | 2500
385 | Brass parliamentary hinges 150x125x27x5 mm | 10 Nos | 2500
386 | Brass parliamentary hinges 125x125x27x5 mm | 10 Nos | 2400
387 | Brass parliamentary hinges 100x125x27x5 mm | 10 Nos | 2300
388 | Brass parliamentary hinges75x100x20x3.2 mm | 10 Nos | 2250
389 | Brass single acting spring hinges 150 mm | each | 300
390 | Brass single acting spring hinges 125 mm | each | 250
391 | Brass single acting spring hinges 100 mm | each | 200
392 | Brass double acting spring hinges 150 mm | each | 980
393 | Brass double acting spring hinges 125 mm | each | 750
394 | Brass double acting spring hinges 100 mm | each | 650
400 | Brass tower bolt (barrel type) 250x10 mm | each | 250
401 | Brass tower bolt (barrel type) 200x10 mm | each | 220
402 | Brass tower bolt (barrel type) 150x10 mm | each | 200
403 | Brass tower bolt (barrel type) 100x10 mm | each | 170
404 | Brass flush bolt 250 mm | each | 140
405 | Brass flush bolt 150 mm | each | 115
406 | Brass flush bolt 100 mm | each | 76
408 | Brass handles 125 mm with plate 175x32 mm | each | 240
409 | Brass handles 100 mm with plate 150x32 mm | each | 220
410 | Brass handles75 mm with plate 125x32 mm | each | 200
411 | Brass door latch 300x16x5 mm (0.380 kg) | each | 400
412 | Brass door latch 250x16x5 mm (0.350 kg) | each | 350
413 | Brass mortice latch and lock 100x65 mm with6 levers and a pair of brass lever handles | each | 2500
414 | Brass mortice latch 100x65mm with a pair of brass lever handles | each | 3500
417 | Brass 150 mm floor door stopper (0.357kg) | each | 190
418 | Brass hard drawn hooks and eyes 300 mm | 10 Nos | 900
419 | Brass hard drawn hooks and eyes 250 mm | 10 Nos | 800
420 | Brass hard drawn hooks and eyes 200 mm | 10 Nos | 750
421 | Brass hard drawn hooks and eyes 150 mm | 10 Nos | 700
422 | Brass hard drawn hooks and eyes 100 mm | 10 Nos | 500
423 | Brass casement window fastener | Each | 55
424 | Brass casement stays (straight peg type ) 300 mm weighing not less than 0.33 kg | each | 110
425 | Brass casement stays (straight peg type ) 250 mm weighing not less than 0.28 kg | Each | 90
426 | Brass casement stays (straight peg type ) 200 mmweighing not less than 0.24 kg | each | 80
427 | Brass quadrant stays 300 mm | each | 130
428 | Brass fanlight catch | 10 Nos | 190
429 | Brass fanlight pivot | 10 Nos | 260
430 | Brass chain with hook for fan light catch | each | 25
431 | Brass hasps and staples (safety type) 300 mm | 10 Nos | 760
432 | Brass hasps and staples (safety type) 115 mm | 10 Nos | 630
433 | Brass hasps and staples (safety type)90 mm | 10 Nos | 510
438 | Brass Night latch | each | 560
442 | Brass helical spring 150 mm | each | 305
444 | Brass curtain rod 20 mm dia 1.25 mm thick | metre | 150
445 | Brass curtain rod 25 mm dia 1.25 mm thick | metre | 180
446 | Brass brackets (curtain rods) 20 mm | each | 80
447 | Brass cupboard knob or ward robe knob 50 mm | each | 50
449 | Brass screws 50 mm | 100 Nos | 600
450 | Brass screws 40 mm | 100 Nos | 550
451 | Brass screws 30 mm | 100 Nos | 500
452 | Brass screws 25 mm | 100 Nos | 450
453 | Brass screws 20 mm | 100 Nos | 400
524 | Chromium plated Brass butt hinges (lheavy) type 75x65x4 .0 mm (200gms) | 10 Nos | 950
525 | Chromium plated Brass butt hinges (light/ordinary) type 125x70x4 mm | 10 Nos | 1150
526 | Chromium plated Brass butt hinges (light/ordinary) type 100x70x4 mm | 10 Nos | 1050
527 | Chromium plated Brass butt hinges (light/ordinary) type 75x40x2.5 mm | 10 Nos | 900
528 | Chromium plated Brass butt hinges (light/ordinary) type 50x40x2.5 mm | 10 Nos | 700
555 | Chromium plated Brass handles 125 mm with plate 175 x32 mm | Each | 180
556 | Chromium plated Brass handles 100 mm with plate 150 x 32 mm | Each | 160
557 | Chromium plated Brass handles 75mm with plate 125x32 mm | Each | 140
558 | Chromium plated Brass mortice latch and lock 100x65 mm with6 levers and a pair of brass lever handles | each | 800
568 | Chromium plated brass casement window fastner | each | 90
569 | Chromium plated Brass casement stays (straight peg type ) 300 mmweighing not less than 0.33 kg | each | 130
570 | Chromium plated Brass casement stays (straight peg type ) 250 mmweighing not less than 0.28 kg | each | 115
571 | Chromium plated Brass casement stays (straight peg type ) 200 mmweighing not less than 0.24 kg | each | 95
583 | Chromium plated Brass Night latch | each | 720
584 | Chromium plated Brass Wardrobe Knobe 50 mm | each | 630
585 | Chromium plated Brass screws 50 mm | 100 Nos | 470
586 | Chromium plated Brass screws 40 mm | 100 Nos | 360
587 | Chromium plated Brass screws 30 mm | 100 Nos | 280
588 | Chromium plated Brass screws 25 mm | 100 Nos | 230
589 | Chromium plated Brass screws 20 mm | 100 Nos | 140
590 | Chromium plated Brass curtain rod 12 mm dia 1.25mm thick | metre | 230
591 | Chromium plated Brass curtain rod 20 mm dia 1.25mm thick | metre | 320
592 | Chromium plated Brass curtain rod 25 mm dia 1.25mm thick | metre | 510
594 | Bright finished or black enamelled mild steel butt hinges 125x65x2.12 mm | 10 Nos | 160
595 | Bright finished or black enamelled mild steel butt hinges 100x58x1.90 mm | 10 Nos | 130
596 | Bright finished or black enamelled mild steel butt hinges75x47x1.70 mm | 10 Nos | 90
597 | Bright finished or black enamelled mild steel butt hinges50x37x1.50 mm | 10 Nos | 70
608 | Nickel plated mild steel piono hinges 1 mm thick 35 mm wide | metre | 40
635 | Bright finished or black enamelled mild steel screws 50 mm | 100 Nos | 90
637 | Bright finished or black enamelled mild steel screws 40 mm | 100 Nos | 45
638 | Bright finished or black enamelled mild steel screws 30 mm | 100 Nos | 50
639 | Bright finished or black enamelled mild steel screws 25 mm | 100 Nos | 40
640 | Bright finished or black enamelled mild steel screws 20 mm | 100 Nos | 20
641 | Bright finished or black enamelled mild steel bolts and nuts 50x6 mm | each | 7
642 | Oxidised mild steel butt hinges 125x65x2.12 mm | 10 Nos | 250
643 | Oxidised mild steel butt hinges 100x58x1.90 mm | 10 Nos | 180
644 | Oxidised mild steel butt hinges75x47x1.70 mm | 10 Nos | 100
645 | Oxidised mild steel butt hinges50x37x1.50 mm | 10 Nos | 56
646 | Oxidised mild steel parliamentary hinges150x125x27x2.8 mm | 10 Nos | 450
647 | Oxidised mild steel parliamentary hinges 125x125x27x2.8 mm | 10 Nos | 360
648 | Oxidised mild steel parliamentary hinges 100x125x27x2.8 mm | 10 Nos | 280
649 | Oxidised mild steel parliamentary hinges 75x100x20x2.24 mm | 10 Nos | 215
650 | Oxidised mild steel single acting spring hinges 150 mm | each | 115
651 | Oxidised mild steel single acting spring hinges 125 mm | each | 105
652 | Oxidised mild steel single acting spring hinges 100 mm | each | 90
653 | Oxidised mild steel double acting spring hinges 150 mm | each | 120
654 | Oxidised mild steel double acting spring hinges 125 mm | each | 110
655 | Oxidised mild steel double acting spring hinges 100 mm | each | 90
656 | Nickel plated mild steel piono hinges 1 mm thick 35 mm wide | metre | 40
660 | Oxidised mild steel sliding door bolt 300x16 mm | each | 82
661 | Oxidised mild steel sliding door bolt 250x16 mm | each | 65
662 | Oxidised mild steel door latch 300x20x6 mm | each | 45
663 | Oxidised mild steel door latch 250x20x6 mm | each | 40
664 | Oxidised mild steel tower bolt (barrel type) 250x10 mm | each | 40
665 | Oxidised mild steel tower bolt (barrel type) 200x10 mm | each | 31
666 | Oxidised mild steel tower bolt (barrel type) 150x10 mm | each | 28
667 | Oxidised mild steel tower bolt (barrel type) 100x10 mm | each | 23
668 | Oxidised mild steel handles 125 mm | each | 13
669 | Oxidised mild steel handles 100 mm | each | 10
670 | Oxidised mild steel handles75 mm | each | 7
679 | Oxidised mild steel hasps and staples(safety type) 150 mm | 10 Nos | 130
680 | Oxidised mild steel hasps and staples(safety type) 115 mm | 10 Nos | 101
681 | Oxidised mild steel hasps and staples(safety type)90 mm | 10 Nos | 76
682 | Oxidised mild steel screws 50 mm | 100 Nos | 60
683 | Oxidised mild steel screws 40 mm | 100 Nos | 48
684 | Oxidised mild steel screws 30 mm | 100 Nos | 36
685 | Oxidised mild steel screws 25 mm | 100 Nos | 23
686 | Oxidised mild steel screws 20 mm | 100 Nos | 20
687 | Anodised Aluminium butt hinges 125x75x4 mm | 10 Nos | 1050
688 | Anodised Aluminium butt hinges 125x63x4 mm | 10 Nos | 1000
689 | Anodised Aluminium butt hinges 100x75x4 mm | 10 Nos | 900
690 | Anodised Aluminium butt hinges 100x63x3.2 mm | 10 Nos | 850
691 | Anodised Aluminium butt hinges 100x63x4 mm | 10 Nos | 850
692 | Anodised Aluminium butt hinges 75x63x4 mm | 10 Nos | 800
693 | Anodised Aluminium butt hinges 75x63x3.2 mm | 10 Nos | 380
694 | Anodised Aluminium butt hinges 75x45x3.2 mm | 10 Nos | 205
696 | Anodised Aluminium sliding door bolt 300x16 mm | each | 210
697 | Anodised Aluminium sliding door bolt 250x16 mm | each | 190
698 | Anodised Aluminium tower bolt (barrel type)300x10 mm | 10 Nos | 980
699 | Anodised Aluminium tower bolt (barrel type)250x10 mm | 10 Nos | 860
700 | Anodised Aluminium tower bolt (barrel type)200x10 mm | 10 Nos | 710
701 | Anodised Aluminium tower bolt (barrel type)150x10 mm | 10 Nos | 550
702 | Anodised Aluminium tower bolt (barrel type)100x10 mm | 10 Nos | 410
703 | Anodised Aluminium handles 125 mm with plate 175 x 32 mm | 10 Nos | 750
704 | Anodised Aluminium handles 100 mm with plate 150 x 32 mm | 10 Nos | 650
705 | Anodised Aluminium handles 75mm with plate 125 x 32 mm | 10 Nos | 550
706 | Anodised Aluminium kicking plate 50 cm long100x3.15 mm | each | 140
713 | Block board construction flush door with teak wood ply on both faces 35 mm thick | sqm | 2150
714 | Block board construction flush door with teak wood ply on both faces 30 mm thick | sqm | 2050
715 | Block board construction flush door with teak wood ply on both faces 25 mm thick | sqm | 1980
717 | Block board construction flush door with commercial ply on both faces 35 mm thick | sqm | 1550
718 | Block board construction flush door with commercial ply on both faces 30 mm thick | sqm | 1480
719 | Block board construction flush door with commercial ply on both faces 25 mm thick | sqm | 1400
720 | Block board construction flush door with teak wood ply on one faces 35 mm thick | sqm | 1850
721 | Block board construction flush door with teak wood ply onone faces 30 mm thick | sqm | 1650
722 | Block board construction flush door with teak wood ply on one faces 25 mm thick | sqm | 1550
752 | Block board construction flush door lipping | sqm of door area | 200
753 | Square vision panel in Block board construction flush door | sqm of door area | 350
754 | Circular vision panel in Block board construction flush door | Sqm of doo | 200
755 | Decorative type Louvers in Block board construction flush door | sqm of door area | 400
757 | Rebate cutting in Block board construction flush door | sqm of door area | 120
759 | Decorative plywood 4 mm | sqm | 800
761 | Fuel wood | quintal | 500
763 | Glue | kilogram | 550
765 | Hessian cloth | sqm | 25
768 | Cement Concrete Jali 50 mm thick | sqm | 750
769 | Cement Concrete Jali 40 mm thick | sqm | 600
770 | Cement Concrete Jali 30 mm thick | sqm | 500
771 | Kerosene oil | litre | 50
772 | Synthetic colour | Kg | 165
773 | Unslaked lime | quintal | 560
774 | Khameera | Kg | 150
775 | Dehradun white lime | quintal | 1600
776 | Satna lime | quintal | 1300
777 | Dry hydrated lime (factory made) | quintal | 1300
784 | Marble dust/ powder | cum | 1000
785 | Marble chips upto 4mm and downsize White & black | quintal | 500
788 | Marble chips large size above 4 mm White & black | quintal | 500
789 | Jhingra | cum | 60
790 | MS hold fast | Nos | 30
810 | Moorum | cum | 525
811 | Mud (dry) | cum | 105
815 | Dry distemper | kilogram | 55
816 | Oil bound washable distemper/ Acrylic distemper | kilogram | 60
818 | Linseed oil (double boiled) | litre | 200
820 | Cement primer | litre | 130
821 | Distemper primer | litre | 130
823 | Pink primer (for wood) | litre | 170
826 | Aluminium paint | litre | 300
827 | Acid proof paint (chocolate or black) | litre | 150
828 | Anticorrosive bituminous paint (black) | litre | 150
829 | Black japan | litre | 160
830 | Enamel paint | litre | 270
831 | Floor enamel paint in all shades except green | litre | 270
833 | Synthetic enamel paint in black or chocolate shade | litre | 250
834 | Synthetic enamel paint in all shades except black or chocolate shade | litre | 265
835 | Plastic emulsion paint | litre | 285
845 | Roofing paint for iron sheets in red colour | litre | 165
850 | White lead | kilogram | 90
851 | Water proofing cement paint | kilogram | 60
855 | Wax polish (ready made) | kilogram | 350
856 | Ordinary varnish | litre | 90
857 | Superior copal varnish | litre | 150
858 | Superior spar varnish | litre | 275
859 | Oil type wood preservative | litre | 90
863 | Putty for wood work | kilogram | 75
865 | Pig lead | kilogram | 125
868 | Premixed super white gypsum plaster. | kg | 15
869 | Plaster of Paris | kilogram | 8
870 | Plug | each | 6
871 | White cement based putty | kilogram | 25
873 | Copper pins 6 mm dia 7.5 cm long | each | 15
874 | Black colour dark shade pigment | kilogram | 75
875 | Red, chocolate, orange, buff or yellow (red oxide of iron) light shade pigment | kilogram | 70
876 | Green or blue medium shade pigment | kilogram | 70
886 | Standard holdar bat clamps for sand cast iron or cast iron pipes 150 mm dia | each | 40
887 | Gur | Kg | 40
888 | Methi | Kg | 50
889 | Hemp | Kg | 30
890 | Water for wetting of bedding sand | kl | 50
966 | Sand Cast iron plain shoe 150 mm dia | each | 800
967 | Copper plate | kilogram | 400
969 | Pully 25 mm dia | each | 25
973 | Rolling shutter made of 80x1.25 mm machine rolled laths | sqm | 1500
974 | Top cover for rolling shutters | metre | 700
975 | 27.5 cm long wire spring grade no 2 for rolling shutters | each | 300
976 | Ball bearing for rolling shutters | each | 450
977 | Extra for mechanical devices chain and cranked operation for operatingrolling shutters : exceeding 10.00 sq.m and upto 16.80 sq.m area of door | sqm | 900
978 | Extra for mechanical devices chain and cranked operation for operating rolling shutters : exceeding 16.80 sq.m area of door | sqm | 950
979 | Royalty for good earth | cum | 30
980 | Royalty for sludge | cum | 100
982 | Coarse sand (zone III) | cum | 1800
983 | Fine sand (zone IV) | cum | 1800
984 | Blown Sand | cum | 300
992 | Galvanised steel plain sheets | quintal | 7000
994 | Standard quality hard board sheet 3 mm thick | sqm | 290
996 | Standard quality hard board sheet 4.5 mm thick | sqm | 350
999 | Shellac | kilogram | 1150
1000 | Spirit | litre | 100
1001 | Spunyarn | kilogram | 100
1002 | Mild steel round bar 12 mm dia and below | quintal | 7400
1003 | Mild steel round bar above 12 mm dia | quintal | 7400
1004 | Average rate of Mild steel round bars for reinforcements | quintal | 7400
1005 | Twisted steel / deformed bars | quintal | 8000
1006 | Mild steel square bars | quintal | 7400
1007 | Structurals such as tees,angles channels and R.S. joists | quintal | 7400
1008 | Flats upto 10 mm in thickness | quintal | 7400
1009 | Flats exceeding 10 mm in thickness | quintal | 7400
1010 | Mild steel plates | quintal | 9600
1013 | Mild steel sheets for tanks | quintal | 9600
1015 | Mild steel expanded metal 20x60 mm strands | sqm | 325
1016 | TMT bar | quintal | 8000
1019 | Mild steel hooks | each | 35
1020 | Mild steel rivets | quintal | 8000
1021 | Hard drawn steel wire fabric | sqm | 550
1022 | Galvanised steel bolts & nuts 6 mm dia and 25 mmlong round head with slots | 10 Nos | 25
1023 | Galvanised steel J or L hooks 8 mm dia | 10 Nos | 150
1024 | Galvanised steel bolts & nuts 10 mm dia and 125 mm long round head with slots | each | 15
1025 | Mild stel bolts 6 mm dia and 25 mm long with hexagonal head | 10 Nos | 30
1026 | Black steel barbed wire | quintal | 9000
1028 | Straining bolts | each | 70
1029 | Galvanised steel barbed wire | quintal | 7500
1030 | Galvanised steel turn buckles | each | 15
1031 | Galvanised steel bolts & nuts 10 mm dia and 27 cm long both sides threaded with 4 galvanised steel nuts | each | 20
1032 | Galvanised steel bolts 10 mm dia and 7 cm long with nuts | each | 15
1034 | Bolts and nuts upto 300 mm in length | quintal | 6350
1035 | Bolts and nuts above 300 mm in length | quintal | 6930
1036 | Iron pintels including welded pin | each | 45
1037 | Binding wire | Kg | 90
1038 | Wire mesh (rabbit) | Sqm | 350
1143 | Steel beading | metre | 25
1145 | Aluminium Plain Strip edging 38x12x3 mm | metre | 120
1148 | Glass strip 3 mm thick 20 mm deep | metre | 10
1149 | Glass strip 4 mm thick40 mm deep | metre | 17
1151 | Boundry stone top chisel dressed 15x15x90 cm | each | 81
1154 | Through and bond stone | 100 Nos | 1275
1157 | Stone for masonary work | cum | 1000
1158 | Stone for pitching 15 cm x 22.5 cm | cum | 650
1159 | Stone dust | cum | 750
1160 | Red sand stone block | 10 cudm | 70
1161 | White/Pink sand stone block | 10 cudm | 80
1162 | White sand stone 100mm thick | sqm | 700
1163 | White sand stone slab 75 mm thick (un-dressed) | sqm | 375
1164 | Red sand stone slab 40 mmthick (un-dressed) | sqm | 650
1165 | White sand stone slab 40 mm thick (un-dressed) | sqm | 750
1166 | Red sand stone slab 30 mmthick (un-dressed) | sqm | 350
1167 | Stone chajja patti | sqm | 650
1168 | Kota stone slab 20 mm to 25 mm thick (semi-polished) | sqm | 400
1169 | Kotastone slab 40mm thick (rough chisled) | sqm | 250
1170 | Katla stone pati 80 mm thick | sqm | 1600
1171 | Katla stone pati 50 mm thick | sqm | 1500
1172 | Stone slab | sqm | 600
1173 | Kota stone slab minimum 30mm thick (semi-polished) | sqm | 450
1174 | Red sand stone slab 45 mm and 50 mm thick (un-dressed) | sqm | 800
1175 | White sand stone slab 45 mm and 50 mm thick (un-dressed) | sqm | 800
1177 | Stone grit 6 mm and down size or pea sized gravel | cum | 900
1179 | Crushed stone 2.36 mm to 12.5 mm size | cum | 900
1182 | Surkhi | cum | 500
1183 | Shesham wood | 10 cudm | 1100
1184 | Nigeria wood | 10 cudm | 1350
1185 | Ghana wood | 10 cudm | 1450
1186 | Superior class teak wood such as Dandeli, Balarshah or Malabar in planks | 10 cudm | 1400
1187 | First class teak wood in scantling | 10 cudm | 1100
1188 | First class teak wood in planks | 10 cudm | 1155
1189 | Second class teak wood in scantling | 10 cudm | 700
1190 | Second class teak wood in planks | 10 cudm | 750
1191 | Ivory coast | 10 cudm | 1100
1192 | Chir wood | 10 cudm | 375
1194 | Second class deodar wood in planks | 10 cudm | 750
1196 | First class kail wood in planks | 10 cudm | 400
1197 | Second class kail wood in scantling | 10 cudm | 290
1198 | Second class kail wood in planks | 10 cudm | 310
1199 | Sal wood in scantling | 10 cudm | 500
1201 | Precast terrazo tiles 22 mm thick (light shade) | sqm | 225
1202 | Precast terrazo tiles 22 mm thick(medium shade) | sqm | 200
1203 | Precast terrazo tiles 22 mm thick (dark shade) | sqm | 190
1204 | Precast terrazo tiles 20 mm thick for roof | sqm | 175
1207 | G.I. Limpet washer | 100 Nos | 30
1208 | Bitumen washer | 100 Nos | 25
1209 | G.I. plain washer thick | 100 Nos | 40
1210 | G.I. plain washer thin | 100 Nos | 30
1211 | G.I. plain washer for seam bolts | 100 Nos | 30
1213 | Water proofing materials | kilogram | 40
1214 | Welding by gas plant | cm | 5
1215 | Welding by electric plant | cm | 5
1216 | Whiting | quintal | 735
1218 | Spigot for standard jointing | kilogram | 60
1219 | Wire nails | kilogram | 60
1220 | Wire mesh (rabbit) | sqm | 225
1221 | 20 mm dia holding down bolts | quintal | 5500
1222 | Mild steel sheets with bolts and nuts to rest on pintels | each | 125
1224 | Hard drawn steel wire | quintal | 5500
1225 | Mild steel flat strap fitting | quintal | 5200
1227 | Chequered terrazo tiles 22 mm thick(light shade) | sqm | 200
1228 | Chequered terrazo tiles 22 mm thick(medium shade) | sqm | 190
1229 | Chequered terrazo tiles 22 mm thick (dark shade) | sqm | 180
1231 | Extra for selected planks of second class teakwood | 10 cudm | 125
1234 | Aluminium Plain Strip edging 57x12x3 mm | metre | 175
1235 | Diesel oil | litre | 100
1237 | Cutting marble or sand stone slab upto 50 mm thick by mechanical device | metre | 20
1238 | Extra for selected planks of first class teakwood | 10 cudm | 175
1241 | Commercial LPG in cylinder. | kg | 130
1301 | Bleaching powder | quintal | 1900
1304 | Surface box for stop cock | each | 100
1305 | Surface box for sluice valve | each | 200
1307 | Surface box for water meter | each | 325
1309 | C.I. bracket for wash basin and sinks | pair | 105
1314 | C.P.brass chain with 32 mm dia rubber plug | each | 75
1315 | C.P.brass chain with 40 mm dia rubber plug | each | 130
1330 | Clamps and M.S. stays including bolts and nuts for 100 mm pipe | each | 100
1331 | M.S.Holder bat clamp of approved design for 100 mm S.C.I. pipe | each | 50
1332 | M.S.Holder bat clamp of approved design for75 mm S.C.I. pipe | each | 41
1334 | Clamps and M.S. stays including bolts and nuts for 50 mm pipe | each | 35
1335 | Clamps and M.S. stays including bolts and nuts for 75 mm pipe | each | 41
1336 | Clearing eye with chain and lid 100 mm dia | each | 52
1337 | Clearing eye with chain and lid 150 mm dia | each | 58
1339 | Brass bib-cock 15 mm dia | each | 400
1340 | Brass bib-cock 20 mm dia | each | 450
1342 | Brass stop-cock 15 mm dia | each | 410
1343 | Brass stop-cock 20 mm dia | each | 525
1350 | Mosquito proof coupling of approved design | each | 35
1352 | C.I. cover and frame 300x300 mm inside | each | 500
1353 | C.I.cover without frame 300x300mm inside i.e.cover of 4.50 kg | each | 400
1354 | Rectangular cover 455x610 mm with frame (low duty) | each | 2200
1355 | Rectangular cover 455x610mm without frame (low duty) | each | 1300
1356 | 500 mm dia cover with frame (medium duty) | each | 6500
1357 | 500 mm dia cover without frame (medium duty) | each | 3200
1358 | ferrow cement cover and frame 300x300 mm inside | each | 250
1360 | C.I.mouth, brass ferrule 15 mm dia | each | 140
1361 | C.I.mouth, brass ferrule 20 mm dia | each | 185
1362 | C.I.mouth, brass ferrule 25 mm dia | each | 230
1363 | Vitreous china foot rests 250x130x30 mm | pair | 175
1364 | C.I. grating 100x100 mm | each | 70
1366 | C.I. grating 150x150 mm | each | 100
1367 | C.I. grating 180x180 mm | each | 120
1368 | C.I. grating 225x225 mm | each | 300
1369 | S.C.I. gully or nahani grating 100 mm dia | each | 70
1373 | Rubber insertions for80 mm dia pipe joints | each | 13
1374 | Rubber insertions for 100 mm dia pipe joints | each | 17
1375 | Rubber insertions for 125 mm dia pipe joints | each | 18
1376 | Rubber insertions for 150 mm dia pipe joints | each | 21
1377 | Rubber insertions for 200 mm dia pipe joints | each | 28
1378 | Rubber insertions for 250 mm dia pipe joints | each | 42
1379 | Rubber insertions for 300 mm dia pipe joints | each | 53
1380 | Rubber insertions for 350 mm dia pipe joints | each | 63
1381 | Rubber insertions for 400 mm dia pipe joints | each | 92
1382 | Rubber insertions for 450 mm dia pipe joints | each | 116
1383 | Rubber insertions for 500 mm dia pipe joints | each | 150
1384 | Rubber insertions for 600 mm dia pipe joints | each | 165
1391 | bevelling/teak wood lipping of mirror 60x45cm | each | 450
1392 | Mirror of superior make glass 60x45 cm | Each | 380
1393 | Mirror of superior make 4mm thick | Sqm | 1100
1396 | Vitrous china pedestal for wash basin | each | 2400
1397 | Pig lead | kilogram | 200
1402 | Squatting Pan (Indian type) white glazed vitreous China Ist quality W.C. Pan Size 450 mm. | each | 500
1403 | Squatting Pan (Indian type) white glazed vitreous China Ist quality W.C. Pan Size 510 mm. | each | 550
1404 | Squatting Pan (Indian type) white glazed vitreous China Ist quality W.C. Pan Size 580 mm. | each | 600
1405 | 100 vitrious china P or S Trap | each | 400
1406 | Indian type white glazed vitreous china Ist quality W.C. orissa pan Size 530x410mm. | each | 1700
1407 | Indian type white glazed vitreous china Ist quality W.C. orissa pan Size 580x440 mm. | each | 2300
1408 | Carriage and fixing of material (Seat Cover etc.) | each | 10
1409 | European type white glazed vitreous china Ist quality W.C. pan | each | 2000
1410 | European type white glazed vitreous china Ist quality Double symphonic W.C. | each | 5600
1411 | European type white glazed vitreous china Ist quality W.C. Wall Mounting. | each | 3100
1412 | European type white glazed vitreous china Ist quality W.C. Wall Mounting.(extended) | each | 3470
1413 | European type white glazed vitreous china Ist quality W.C. Wall Mounting (syphonic) | each | 4085
1414 | White glazed Conversion Bend for W.C. from P trap to S trap | each | 400
1415 | White Vitreous China Double Syphonic European W.C.with mounted W.V.C. flushing cistern of of 10 litre capacity | each | 11000
1416 | WVC Urinal Flat Back (small) size 440x265x315 mm. | each | 1600
1417 | WVC Urinal Flat Back (large) or half stall size 590x375x390 mm. | each | 5400
1418 | WVC Urinal Mini stall size 440x315x320 mm. | each | 1800
1420 | Dome Waste coupling for urinal 32 mm | each | 250
1421 | Iron bracket/Plugs & Screws for urinal installation | pair | 100
1422 | W.V.C. Urinal Partition plate size 630x315 | each | 900
1423 | Marble Urinal Partition slab both sides polished size 900x600mm.Makrana II quality marble having light spots. | each | 750
1424 | Marble Urinal Partition slab both sides polished size 900x600mm. Makrana II quality marble having light spots. | each | 700
1425 | Marble Urinal Partition slab both sides polished size 900x600mm. Makrana 'Adanga' or Raj Nagar ISt Quality White or Andhi Indi-Italian marble. | each | 650
1426 | W.V.C. Half-Round Channel Size 100 mm dia. | Mtr | 460
1427 | W.V.C. Half-Round Channel Size 150 mm dia. | Mtr | 620
1428 | High Level Flushing Cistern of 10 Litres capacity | each | 1030
1429 | 32mm G.I. Flush pipe | each | 240
1430 | over flow pipe 185cm | each | 160
1431 | brackets | each | 72
1432 | Low level Flushing Cistern of 10 litres capacity : WVC with C.P. brass bend. | each | 2000
1433 | Low level Flushing Cistern of 10 litres capacity : PVC with PVC bend as per IS : 7231 | each | 1300
1434 | Low level Flushing Cistern of 10 litres capacity : PVC with PVC bend and superior internal fittings | each | 1700
1435 | Low level Flushing Cistern of 10 litres capacity : WVC for symphonic EWC. | each | 2000
1436 | Low level Flushing Cistern of 10 litres capacity : PVC with CP brass long band. | each | 1600
1437 | Automatic Flushing Cistern | each | 1120
1438 | bend | each | 150
1439 | G.I. Flush pipe 'B' class (Concealed) 25 mm. | each | 305
1440 | G.I. Flush pipe 'B' class (Concealed) 32 mm. | each | 375
1441 | M.S. clamps | each | 48
1442 | Flush pipe PVC exposed (heavy) 32 mm. | each | 85
1443 | Flush pipe GI (Sheet) hot galvanized exposed (10 Litres). | each | 121
1444 | WVC (10 litres) low-level flushing cistern with cover. | each | 760
1445 | WVC (10 litres) low level flushing cistern cover only. | each | 270
1446 | WVC siphon with plunger plate only. | each | 170
1447 | WVC Auto cistern with cover only. | each | 400
1448 | WVC Auto cistern cover only. | each | 120
1449 | C.P. brass Urinal Flush pipe set For 4 Urinals. | each | 1060
1450 | C.P. brass Urinal Flush pipe set For 3 Urinals. | each | 800
1451 | C.P. brass Urinal Flush pipe set For 2 Urinals. | each | 600
1452 | C.P. brass Urinal Flush pipe set For 1 Urinals. | each | 370
1453 | C.P. brass Urinal Spreader for stall urinal | each | 315
1454 | Synthetic (PTMT) Urinal Spreader for stall urinal | each | 255
1455 | Dome Waste coupling for urinal 40 mm | each | 195
1456 | Plastic Syphon of approved make for automatic flush tank. | each | 210
1457 | Copper tube Syphon for auto flush tank. | each | 435
1458 | C.P. Brass flush Valve Lever type with Elbow 32 mm dia. | each | 2645
1459 | C.P. Brass flush Valve Push type with Elbow 32 mm dia. | each | 2780
1460 | flush Bend | each | 485
1461 | C.P. Brass flush Valve Concealed type for 112 mm. | each | 3250
1462 | C.P. Brass flush Valve for 225 mm | each | 3360
1464 | S & S.C.I.standard specials upto 300 mm dia (heavy class) | quintal | 3510
1466 | S & S.C.I.standard specials over 300 mm dia (heavy class) | quintal | 3800
1468 | Flanged C.I. standard specials upto 300 mm dia(heavy class) | quintal | 6300
1470 | Flanged C.I. standard specials over 300 mm dia(heavy class) | quintal | 6700
1472 | Casing pipe 100 mm dia | metre | 430
1532 | Flush pipe with union spreaders and clamps all in C.P. brass for single stall | each | 300
1533 | Flush pipe with union spreaders and clamps all in C.P. brass for double stall | each | 490
1534 | Flush pipe with union spreaders and clamps all in C.P. brass for range of three stall | each | 610
1535 | Flush pipe with union spreaders and clamps all in C.P. brass for range of four stall | each | 680
1540 | Flush pipe and spreaders G.I.for single set of one squatting plate urinal | each | 200
1541 | Flush pipe and spreaders G.I.for range of two squatting plates urinal | each | 300
1542 | Flush pipe and spreaders G.I.for range of three squatting plates urinal | each | 370
1543 | Flush pipe and spreaders G.I.for range of four squatting plates urinal | each | 470
1545 | G.I. pipes 15 mm dia (B Class) | metre | 160
1546 | G.I. pipes 20 mm dia (B Class) | metre | 205
1547 | G.I. pipes 25 mm dia (B Class) | metre | 290
1548 | G.I. pipes 32 mm dia (B Class) | metre | 360
1549 | G.I. pipes 40 mm dia (B Class) | metre | 420
1550 | G.I. pipes 50 mm dia (B Class) | metre | 600
1551 | G.I. pipes 65 mm dia (B Class) | metre | 695
1552 | G.I. pipes 80 mm dia (B Class) | metre | 890
1555 | G.I. back (jam) nuts25 mm dia | each | 8
1559 | G.I. back (jam) nuts65 mm dia | each | 27
1608 | G.I. tees (equal) 25 mm | each | 65
1612 | G.I. tees (equal) 65 mm | each | 370
1614 | G.I. inlet connection | each | 86
1615 | S.C.I. soil, waste and vent single socketed pipe 1.80 metres long:50mm dia | each | 1180
1616 | S.C.I. soil, waste and vent single socketed pipe 1.80 metres long:75mm dia | each | 1590
1617 | S.C.I. soil, waste and vent single socketed pipe 1.80 metres long: 100mm dia | each | 2020
1618 | S.C.I. soil, waste and vent single socketed pipe 1.80 metres long: 150mm dia | each | 3675
1620 | S.C.I. plain bend75mm dia | each | 391
1621 | S.C.I. plain bend 100mm dia | each | 575
1622 | S.C.I. plain bend 150mm dia | each | 1210
1624 | S.C.I. bend with access door 75mm dia | each | 475
1625 | S.C.I. bend with access door 100mm dia | each | 650
1627 | S.C.I. plain single equal junctions75x75x75 mm dia | each | 325
1628 | S.C.I. plain single equal junctions100x100x100 mm dia | each | 420
1630 | S.C.I. single equal junctions75x75x75 mm dia with access door. | each | 360
1631 | S.C.I. single equal junctions 100x100x100 mm dia with access door. | each | 470
1633 | S.C.I. plain double equal junctions 75x75x75x75 mm dia | each | 470
1634 | S.C.I. plain double equal junctions100x100x100x100 mm dia | each | 625
1636 | S.C.I. double equal junctions75x75x75x75 mm dia with access door. | each | 530
1637 | S.C.I. double equal junctions 100x100x100x100 mm dia with access door. | each | 660
1639 | Slotted cowl (terminal guard )75 mm dia | each | 175
1640 | Slotted cowl (terminal guard ) 100 mm dia | each | 241
1641 | G.I. Union 15 mm nominal bore | each | 62
1642 | G.I. Union 20 mm nominal bore | each | 107
1643 | G.I. Union 25 mm nominal bore | each | 135
1644 | G.I. Union 32 mm nominal bore | each | 227
1645 | G.I. Union 40 mm nominal bore | each | 275
1646 | G.I. Union 50 mm nominal bore | each | 430
1647 | G.I. Union 65 mm nominal bore | each | 890
1648 | G.I. Union 80mm nominal bore | each | 995
1649 | Polyethylene water storage tank with cover and suitable locking arrangement | per litre | 7
1653 | Sand cast iron S&S plain single unequal junctions : 100x100x75 mm dia | each | 460
1656 | Sand cast iron S&S single unequal junctions: 100x100x75 mm dia with access door. | each | 510
1659 | Sand cast iron S&S plain double unequal junctions : 100x100x75x75 mm dia | each | 675
1662 | Sand cast iron S&S double unequal junctions: 100x100x75x75 mm dia with access door. | each | 720
1666 | Sand cast iron heel rest bend75mm dia | each | 261
1667 | Sand cast iron heel rest bend 100mm dia | each | 315
1669 | S.C.I. single equal invert branch of required degree75x75x75 mm dia | each | 380
1670 | S.C.I. single equal invert branch of required degree 100x100x100 mm dia | each | 510
1672 | S.C.I. double equal invert branch of required degree 75x75x75x75 mm dia | each | 500
1673 | S.C.I. double equal invert branch of required degree 100x100x100x100 mm dia | each | 670
1674 | S.C.I. single unequal invert branch of required degree100x100x75 mm dia | each | 610
1677 | S.C.I. double unequal invert branch of required degree 100x100x75x75 mm dia | each | 730
1682 | S.C.I. door pieces 75 mm dia | each | 335
1683 | S.C.I. door pieces 100 mm dia | each | 465
1685 | S.C.I. collar 75 mm dia | each | 130
1686 | S.C.I. collar 100 mm dia | each | 175
1687 | Unplasticised P.V.C.connection pipe with brass union 30 cm long 15 mm bore | each | 28
1688 | Unplasticised P.V.C.connection pipe with brass union 30 cm long 20 mm bore | each | 38
1689 | Unplasticised P.V.C.connection pipe with brass union 45 cm long 15 mm bore | each | 38
1690 | Unplasticised P.V.C.connection pipe with brass union 45 cm long 20 mm bore | each | 53
1693 | S.C.I. hand pump | each | 630
1700 | R.C.C. pipes NP2 class 100 mm dia | meter | 475
1701 | R.C.C. pipes NP2 class 150 mm dia | meter | 520
1702 | R.C.C. pipes NP2 class 250 mm dia | meter | 700
1703 | R.C.C. pipes NP2 class 300 mm dia | meter | 950
1704 | R.C.C. pipes NP2 class 450 mm dia | meter | 1430
1705 | R.C.C. pipes NP2 class 500 mm dia | meter | 1600
1706 | R.C.C. pipes NP2 class 600 mm dia | meter | 2150
1707 | R.C.C. pipes NP2 class 700 mm dia | meter | 2650
1709 | R.C.C. pipes NP2 class 800 mm dia | meter | 3465
1710 | R.C.C. pipes NP2 class 900 mm dia | meter | 4350
1711 | R.C.C. pipes NP2 class 1000 mm dia | meter | 5000
1712 | R.C.C. pipes NP2 class 1100 mm dia | meter | 5900
1713 | R.C.C. pipes NP2 class 200 mm dia | meter | 615
1714 | R.C.C. collarsNP2 class 100 mm dia | each | 28
1715 | R.C.C. collarsNP2 class 150 mm dia | each | 35
1716 | R.C.C. collarsNP2 class 250 mm dia | each | 56
1717 | R.C.C. collarsNP2 class 300 mm dia | each | 70
1718 | R.C.C. collarsNP2 class 450 mm dia | each | 106
1719 | R.C.C. collarsNP2 class 500 mm dia | each | 122
1720 | R.C.C. collarsNP2 class 600 mm dia | each | 155
1721 | R.C.C. collarsNP2 class 700 mm dia | each | 171
1723 | R.C.C. collarsNP2 class 800 mm dia | each | 245
1724 | R.C.C. collarsNP2 class 900 mm dia | each | 300
1725 | R.C.C. collarsNP2 class 1000 mm dia | each | 350
1726 | R.C.C. collarsNP2 class 1100 mm dia | each | 405
1727 | R.C.C. collarsNP2 class 1200 mm dia | each | 470
1728 | R.C.C. collarsNP2 class 200 mm dia | each | 50
1854 | Stoneware pipes grade A (60 cm long) 100 mm dia | each | 100
1855 | Stoneware pipes grade A (60 cm long) 150 mm dia | each | 150
1856 | Stoneware pipes grade A (60 cm long) 200 mm dia | each | 220
1857 | Stoneware pipes grade A (60 cm long) 230 mm dia | each | 255
1858 | Stoneware pipes grade A (60 cm long) 250 mm dia | each | 300
1859 | Stoneware pipes grade A (60 cm long) 300 mm dia | each | 450
1860 | Stoneware pipes grade A (60 cm long) 400 mm dia | each | 700
1863 | Fire clay kitchen sink: 600x450x250 mm | each | 3700
1864 | Fire clay kitchen sink: 600x450x200 mm | each | 3500
1865 | White vitreous china laboratry sink 530x430x180 mm. | each | 1600
1866 | White vitreous china laboratry sink 500x350x150 mm. | each | 1900
1867 | Mosaic fine polished kitchen sink size 600x450x200 mm. | each | 550
1868 | Mosaic fine polished kitchen sink size 450x450x200 mm. | each | 390
1869 | Mosaic fine polished kitchen sink size 600 x 450 x 200 mm with 600 x 450mm drain board | each | 770
1871 | White vitreous china laboratry sink450x300x150 mm | each | 1600
1872 | White vitreous china laboratry sink600x450x200 mm | each | 2400
1873 | Drain Board WVC (I.S.: 2556 Mark) size 530 x 450mm | each | 1075
1874 | Drain Board Mosaic fine polished size 600 x 450 | each | 210
1875 | White plastic seat (solid)with lid C.P.brass hinges and rubber buffers | each | 650
1876 | Black plastic seat (solid) with lid C.P.brass hinges and rubber buffers | each | 600
1878 | Shower rose C.P.brass for 15 to 20 mm inlet 100 mm dia | each | 43
1879 | Shower rose C.P.brass for 15 to 20 mm inlet 150 mm dia | each | 60
1881 | Spun yarn | kilogram | 200
1882 | Strainer brass 40 mm dia 1.5 metre long | each | 65
1885 | 15 mm C.P.brass tap | each | 190
1889 | C.P.brass toilet paper holder of standard size | each | 300
1891 | C.I. trap for standard urinal with vent arm with operating and other couplings in C.P.brass: 50 mm dia | each | 191
1893 | C.I. trap for standard urinal with vent arm with operating and other couplings in C.P.brass: 80 mm dia | each | 241
1894 | CI P trap | each | 890
1895 | C.P.brass trap40 mm dia | each | 150
1896 | 100 mm S.C.I. trap with vent heel | each | 400
1897 | 100 mm S.C.I. trap with 100 mm inlet and 100 mm outlet | each | 350
1898 | 100 mm S.C.I. trap with 100 mm inlet and75 mm outlet | each | 250
1900 | S.W. gully trap P type 100x100 mm | each | 83
1902 | S.W. gully trap P type 150x100 mm | each | 190
1903 | S.W. gully trap P type 225x150 mm | each | 400
1904 | S.W. gully trap P type 180x150 mm | each | 425
1913 | Vitros china lipped front urinal | each | 800
1915 | Vitros china squatting plate urinal Size 450x350mm | each | 800
1922 | H.P. or L.P. ball valve with polythene floats: 15 mm dia | each | 250
1923 | H.P. or L.P. ball valve with polythene floats: 20 mm dia | each | 370
1924 | H.P. or L.P. ball valve with polythene floats: 25 mm dia | each | 420
1927 | Brass full way valve with C.I. wheel (screwed end) 25 mm dia | each | 410
1928 | Brass full way valve with C.I. wheel (screwed end) 32 mm dia | each | 520
1929 | Brass full way valve with C.I. wheel (screwed end) 40 mm dia | each | 580
1930 | Brass full way valve with C.I. wheel (screwed end) 50 mm dia | each | 850
1931 | Brass full way valve with C.I. wheel (screwed end) 65 mm dia | each | 1200
1932 | Brass full way valve with C.I. wheel (screwed end) 80 mm dia | each | 2030
1933 | Gunmetal non-return valve-horizontal (screwed end) 25 mm dia | each | 420
1934 | Gunmetal non-return valve-horizontal (screwed end) 32 mm dia | each | 550
1935 | Gunmetal non-return valve-horizontal (screwed end) 40 mm dia | each | 720
1936 | Gunmetal non-return valve-horizontal (screwed end) 50 mm dia | each | 1080
1937 | Gunmetal non-return valve-horizontal (screwed end) 65 mm dia | each | 1900
1938 | Gunmetal non-return valve-horizontal (screwed end) 80 mm dia | each | 2700
1940 | C.I.sluice valve (with caps) class I : 100 mm dia | each | 3000
1941 | C.I.sluice valve (with caps) class I : 125 mm dia | each | 3755
1942 | C.I.sluice valve (with caps) class I : 150 mm dia | each | 4510
1943 | C.I.sluice valve (with caps) class I : 200 mm dia | each | 8585
1944 | C.I.sluice valve (with caps) class I : 250 mm dia | each | 12785
1945 | C.I.sluice valve (with caps) class I : 300 mm dia | each | 15750
1947 | Vitreous china flat back wash basin 630x450 mm | each | 930
1949 | Vitreous china angle back wash basin 600x480 mm | each | 860
1950 | Vitreous china angle back wash basin 400x400 mm | each | 550
1951 | C.P. brass waste coupling 32 mm | each | 115
1952 | C.P. brass waste coupling 40 mm | each | 185
1953 | Vitreous china indian type w.c. pan size 580 mm | each | 530
1954 | Vitreous china orrisa type w.c. pan size 580 mm | each | 1280
1955 | Vitreous china pedestal type water closet | each | 1015
1956 | Bolts and nuts 16 mm dia 60 mm long | each | 14
1957 | Bolts and nuts 16 mm dia 65 mm long | each | 14
1958 | Bolts and nuts 20 mm dia 65 mm long | each | 19
1959 | Bolts and nuts 20 mm dia 70 mm long | each | 19
1960 | Bolts and nuts 20 mm dia 75 mm long | each | 20
1961 | Bolts and nuts 20 mm dia 80 mm long | each | 24
1962 | Bolts and nuts 24 mm dia 85 mm long | each | 34
1963 | Bolts and nuts 24 mm dia 90 mm long | each | 43
1964 | Bolts and nuts 27 mm dia 100 mm long | each | 48
1965 | White vitreous china dual purpose closet (Anglo Indian W.C.) suitable for use as sequatting pan or European type water closet as per manufacturer's specifications | each | 5500
1966 | C.P. brass waste coupling 50 mm | each | 240
1967 | SS waste coupling 125 mm | each | 280
1968 | P.V.C Waste pipe with C.P nut 32 mm | each | 150
1969 | P.V.C Waste pipe with C.P. nut 40 mm dia | each | 170
1970 | P.V.C Waste pipe with PVC nut 32 mm | each | 70
1971 | P.V.C Waste pipe with C.P nut 40 mm | each | 170
1972 | Waste pipe with G.I(B class) 25mm | each | 170
1973 | Waste pipe with G.I(B class) 32mm | each | 230
1974 | Waste pipe with G.I(B class) 40 mm | each | 380
1979 | Vitreous china foot rests 250x125x25 mm | pair | 140
1980 | Flyash | cum | 12
1984 | F.P.S. bricks tile class designation 100 | 1,000 Nos | 4500
1986 | Modular bricks class designation 75 | 1,000 Nos | 6000
2200 | Carriage of steam coal | tonne | 0
2201 | Carriage of Bricks | 1,000 Nos | 0
2202 | Carriage of Stone aggregate below 40 mm nominal size | cum | 0
2203 | Carriage of Coarse sand | cum | 0
2204 | Carriage of Timber | cum | 0
2205 | Carriage of Steel | tonne | 150
2206 | Carriage of Stone aggregate 40 mm nominal size and above | cum | 0
2207 | Carriage of Brick tiles | 1,000 Nos | 0
2208 | Carriage of Lime | cum | 0
2209 | Carriage of Cement | tonne | 0
2210 | Carriage of Shree binder | tonne | 0
2211 | Carriage of Tar bitumen | tonne | 0
2215 | Carriage of Soling stone & masonary stone | cum | 0
2216 | Carriage of Stone blocks white & red sand stone & kota stone slab | tonne | 0
2224 | Carriage of S.W. pipes100 mm dia | 100 metre | 0
2225 | Carriage of S.W. pipes150 mm dia | 100 metre | 0
2226 | Carriage of S.W. pipes200 mm dia | 100 metre | 0
2227 | Carriage of S.W. pipes230 mm dia | 100 metre | 0
2228 | Carriage of S.W. pipes250 mm dia | 100 metre | 0
2229 | Carriage of S.W. pipes300 mm dia | 100 metre | 0
2241 | Carriage of Good earth | cum | 0
2242 | Carriage of Dump manure | cum | 0
2260 | Carriage of Brick aggregate | cum | 0
2261 | Carriage of Fine sand (1 part badarpur sand : 2 parts jamuna sand) | cum | 0
2262 | Flyash | cum | 0
2264 | Carriage of Rubbish | cum | 0
2265 | Carriage of Moorum | cum | 0
2266 | Carriage of Surkhi | cum | 0
2267 | Carriage of Stone dust | cum | 0
2268 | Carriage of Marble dust and marble chips | cum | 0
2271 | Carriage of G.I. pipes below 100 mm dia | tonne | 0
2273 | Carriage of A.C.sheet and accessories | tonne | 0
2275 | Carriage of R.C.C. pipes 100 mm dia | 100 metre | 0
2281 | Carriage of R.C.C. pipes 150 mm dia | 100 metre | 0
2287 | Carriage of R.C.C. pipes 250 mm dia | 100 metre | 0
2290 | Carriage of R.C.C. pipes 300 mm dia | 100 metre | 0
2299 | Carriage of R.C.C. pipes 450 & 500 mm dia | 100 metre | 0
2302 | Carriage of G.I.sheet and accessories | tonne | 0
2303 | Carriage of R.C.C. pipes 600, 700, 750 & 800 mm dia | 100 metre | 0
2308 | Carriage of Plaster of paris | tonne | 0
2309 | Carriage of Cast iron fittings | tonne | 0
2311 | Carriage of Red bajri | cum | 0
2314 | Carriage of Barbed wire | tonne | 0
2317 | Carriage of Sludge | cum | 0
2319 | Carriage of Spun iron S & S pipes 100 mm dia | 100 metre | 0
2320 | Carriage of Spun iron S & S pipes 125 mm dia | 100 metre | 0
2321 | Carriage of Spun iron S & S pipes 150 mm dia | 100 metre | 0
2322 | Carriage of Spun iron S & S pipes 200 mm dia | 100 metre | 0
2323 | Carriage of Spun iron S & S pipes 250 mm dia | 100 metre | 0
2324 | Carriage of Spun iron S & S pipes 300 mm dia | 100 metre | 0
2325 | Carriage of Spun iron S & S pipes 350 mm dia | 100 metre | 0
2326 | Carriage of Spun iron S & S pipes 400 mm dia | 100 metre | 0
2327 | Carriage of Spun iron S & S pipes 450 mm dia | 100 metre | 0
2328 | Carriage of Spun iron S & S pipes 500 mm dia | 100 metre | 0
2329 | Carriage of Spun iron S & S pipes 600mm dia | 100 metre | 0
2330 | Carriage of C.I. pipes 500 mm dia | 100 metre | 0
2331 | Carriage of R.C.C. pipes 900 mm dia | 100 metre | 0
2332 | Carriage of R.C.C. pipes 1000 mm dia | 100 metre | 0
2333 | Carriage of R.C.C. pipes 1100 mm dia | 100 metre | 0
2334 | Carriage of R.C.C. pipes 1200 mm dia | 100 metre | 0
2335 | Carriage of Jamuna sand | cum | 0
2341 | Carriage of Pig lead | tonne | 0
2342 | Carriage of solvent/ Diesel. | quintal | 0
2343 | Carriage of ductile iron pipes (k7) 100 mm dia | 100 metre | 0
2344 | Carriage of cast iron pipes 150 mm dia | 100 metre | 0
2345 | Carriage of cast iron pipes 200 mm dia | 100 metre | 0
2346 | Carriage of cast iron pipes 250 mm dia | 100 metre | 0
2347 | Carriage of cast iron pipes 300 mm dia | 100 metre | 0
2348 | Carriage of cast iron pipes 350 mm dia | 100 metre | 0
2349 | Carriage of cast iron pipes 400 mm dia | 100 metre | 0
2350 | Carriage of cast iron pipes 450 mm dia | 100 metre | 0
2351 | Carriage of cast iron pipes 500 mm dia | 100 metre | 0
2352 | Carriage of cast iron pipes 600 mm dia | 100 metre | 0
2353 | Carriage of cast iron pipes 700 mm dia | 100 metre | 0
2355 | Carriage of cast iron pipes 800 mm dia | 100 metre | 0
2356 | Carriage of cast iron pipes 900 mm dia | 100 metre | 0
2357 | Carriage of cast iron pipes 1000 mm dia | 100 metre | 0
2391 | Strips-Aluminium fluted 3.15mm thick and 150mm wide | metre | 350
2392 | Strips Aluminium fluted 3.15mm thick and 200mm wide metre | Metre | 450
2393 | 5mm thick Acrylic sheet (150mm wide) | Metre | 60
2406 | Float glass sheet of nominal thickness 4 mm (weight not less than 10kg/sqm). | sqm | 450
2407 | Float glass sheet of nominal thickness 5 mm.(weight not less than 13.50 kg/sqm). | sqm | 550
2408 | Float glass sheet of nominal thickness 8 mm | sqm | 950
2409 | Float glass sheet of nominal thickness 6 mm | sqm | 700
2410 | Float glass sheet of nominal thickness 10 mm | sqm | 1200
2411 | Float glass sheet of nominal thickness 12 mm | sqm | 1500
2412 | Ply wood 5 ply with commercial ply on both faces 6 mm thick | sqm | 515
2413 | 5 mm tinted glass | sqm | 650
2414 | 5 mm reflected glass | sqm | 800
2447 | Hollock ballies 125 mm diameter | metre | 60
2449 | Oxidised mild steel pull bolt lock (locking bolt) of size 85 mm x 42 mm with screws,bolts,nuts and washers complete | each | 45
2451 | Brass cupboard lock 6 levers (best make of approved quality) 40 mm size | each | 250
2452 | Brass cupboard lock 6 levers (best make of approved quality) 50 mm size | each | 300
2453 | Brass cupboard lock 6 levers (best make of approved quality) 65 mm size | each | 340
2454 | Brass cupboard lock 6 levers (best make of approved quality) 75 mm size | each | 400
2455 | Brass hanging type door stopper 150 mm | each | 75
2456 | Hydraulic door closer bottle type M.S. body with necessary accessories and screws complete | each | 1050
2459 | Anodised Aluminium hanging type door stopper | each | 25
2464 | Anodised Aluminium pull bolt lock (locking bolt) of size 85 mmx42 mm with screws,bolts,nuts and washers complete | each | 50
2465 | Anodised Aluminium Casement stay 250 mm | each | 60
2466 | Hollock wood in scantling | 10 cudm | 470
2467 | Chromium plated Brass pull bolt lock (locking bolt) of size 85 mmx42 mm with screws,bolts,nuts and washers complete | each | 185
2468 | Nickled Chromium Brass cupboard lock 40 mm size | each | 150
2469 | Nickled Chromium Brass cupboard lock 50 mm size | each | 200
2470 | Nickled Chromium Brass cupboard lock 65 mm size | each | 250
2471 | Nickled Chromium Brass cupboard lock 75 mm size | each | 300
2480 | Ply wood 5 ply with teak ply on both faces 9 mm thick | sqm | 1050
2481 | Ply wood 5 ply with teak ply on one face and commercial ply on another face 9 mm thick | sqm | 850
2482 | 6 mm thick commercial ply | sqm | 350
2483 | 9 mm thick commercial ply | sqm | 600
2484 | 9 mm teak ply BWR one side | sqm | 1050
2485 | 9 mm teak ply BWR both side | sqm | 1350
2486 | 12 mm thick commercial ply | sqm | 650
2487 | 12 mm teak ply BWR one side | sqm | 1250
2488 | 12mm teak ply BWR both side | sqm | 1470
2489 | 0.6 mm mica | sqm | 300
2490 | 0.8 mm mica | sqm | 450
2491 | 1 mm mica | sqm | 700
2492 | 4 mm thick commercial ply | sqm | 350
2493 | 4 mm teak ply BWR one side | sqm | 600
2494 | 6 mm teak ply BWR one side | sqm | 800
2495 | 12 mm thick Acoustical Board | sqm | 800
2496 | 12 mm thick one side laminated board Practical board (Phenol bonded) | sqm | 950
2497 | 50 mm glass whool | sqm | 550
2498 | Hassian cloth with fibre glass | sqm | 250
2500 | Extra for selected planks of second class deodarwood | 10 cudm | 120
2504 | Kiln seasoning of timber | cum | 1050
2505 | Hollock wood in planks | 10 cudm | 500
2602 | F.P.S. bricks class designation 75 | 1,000 Nos | 4500
2603 | F.P.S. bricks class designation 50 | 1,000 Nos | 4200
2704 | Aluminium Strip 40 mm wide and 2 mm thick | kilogram | 325
2710 | White marble makranasecondquality plain veined stone pieces for crazy flooring | quintal | 170
2750 | 8 mm thick granite stone tiles (mirror polished of all shades) | sqm | 770
2751 | 8 mm thick marble tiles (polished) Raj Nagar | sqm | 400
2901 | Stone Aggregate (Single size) : 100 mm nominal size | cum | 750
2902 | Stone Aggregate (Single size) : 80 mm nominal size | cum | 810
2903 | Stone chippings/ screenings 4.75 mm nominal size | cum | 1100
2904 | Stone chippings/ screenings 150 micron nominal size | cum | 1100
2908 | Over burnt (Jhama) Brick Aggregate: 120 mm to 40 mm size | cum | 405
2909 | Over burnt (Jhama) Brick Aggregate: 90 mm to 40 mm size | cum | 470
2910 | Stone chippings/ screenings 12.5/ 13.2 mm nominal size | cum | 810
2911 | Stone chippings/ screenings 10/ 11.2 mm nominal size | cum | 810
2914 | Solvent | kilogram | 35
2916 | Paving Asphalt 80/100 penetration | tonne | 52000
3002 | Polyvinyle chloride sheet 400 micron thick | sqm | 37
3004 | Stone ware spouts 100 mm dia 60 cm long | each | 41
3050 | Galvanised steel corrugated sheets | quintal | 7000
3213 | Vitreous china Surgeon type wash basin of size 660x460 mm | each | 1300
3228 | 600x120 mm glass shelf with anodised aluminium angle frame, C.P. brass brackets and guard rail of standard size | each | 175
3229 | Vitreous china flat back wash basin 550x400 mm | each | 1400
3311 | C.I.sluice valve (with caps) class II : 100 mm dia | each | 2750
3314 | C.I.sluice valve (with caps) class II : 125 mm dia | each | 2500
3317 | C.I.sluice valve (with caps) class II : 150 mm dia | each | 4200
3320 | C.I.sluice valve (with caps) class II : 200 mm dia | each | 8100
3321 | C.I.sluice valve (with caps) class II : 250 mm dia | each | 11500
3326 | C.I.sluice valve (with caps) class II : 300 mm dia | each | 14400
3617 | C.P.brass union 40 mm dia | each | 165
3620 | C.C.I.(spun) socketed soil, waste and vent pipe 1.80 metres long:100mm dia | each | 1400
3621 | C.C.I.(spun) socketed soil, waste and vent pipe 1.80 metres long:75mm dia | each | 1150
3624 | S.C.I. S&S bends with access door100mm dia | each | 250
3625 | S.C.I. S&S bends with access door75mm dia | each | 250
3628 | S.C.I. S&S bend100mm dia | each | 270
3629 | S.C.I. S&S bend75mm dia | each | 200
3634 | S.C.I. S&S heel rest sanitary bend 100mm dia | each | 330
3635 | S.C.I. S&S heel rest sanitary bend 75mm dia | each | 290
3640 | S.C.I. S&S single equal junctions100x100x100 mm | each | 520
3641 | S.C.I. S&S single equal junctions75x75x75 mm | each | 390
3644 | S.C.I. S&S single equal junctions with access door 100x100x100 mm | each | 560
3645 | S.C.I. S&S single equal junctions with access door 75x75x75 mm | each | 410
3650 | S.C.I. S&S double equal junctions100x100x100x100 mm | each | 650
3651 | S.C.I. S&S double equal junctions75x75x75x75 mm | each | 520
3654 | S.C.I. S&S double equal junctions with access door 100x100x100x100 mm. | each | 700
3655 | S.C.I. S&S double equal junctions with access door 75x75x75x75 mm. | each | 560
3660 | S.C.I. S&S single unequal junctions100x100x75 mm | each | 650
3664 | S.C.I. S&S single unequal junctions with access door 100x100x75 mm | each | 730
3670 | S.C.I. S&S double unequal junctions100x100x75x75 mm | each | 900
3674 | S.C.I. S&S double unequal junctions with access door 100x100x75x75 mm | each | 980
3681 | S.C.I. S&S single equal invert branch of required degree 100x100x100 mm dia | each | 455
3682 | S.C.I. S&S single equal invert branch of required degree 75x75x75 mm dia | each | 345
3685 | S.C.I. S&S double equal invert branch of required degree100x100x100x100 mm dia | each | 580
3686 | S.C.I. S&S double equal invert branch of required degree 75x75x75x75 mm dia | each | 470
3690 | S.C.I. S&S single unequal invert branch of required degree100x100x75 mm dia | each | 590
3695 | S.C.I. S&S double unequal invert branch of required degree100x100x75x75 mm dia | each | 800
3699 | S.C.I. S&S, 75 mm offset for75 mm dia pipe | each | 250
3707 | S.C.I. S&S, 150 mm offset for75 mm dia pipe | each | 315
3708 | S.C.I. S&S, 150 mm offset for100 mm dia pipe | each | 430
3712 | S.C.I. S&S, 114 mm offset for75 mm dia pipe | each | 310
3713 | S.C.I. S&S, 114 mm offset for100 mm dia pipe | each | 405
3716 | S.C.I. S&S, 152 mm offset for75 mm dia pipe | each | 390
3717 | S.C.I. S&S, 152 mm offset for100 mm dia pipe | each | 505
3728 | S.C.I. S&S door pieces 100 mm dia | each | 325
3729 | S.C.I. S&S door pieces 75 mm dia | each | 250
3733 | S.C.I. S&S, Slotted Cowl (Terminal Guard) 100 mm | each | 220
3734 | S.C.I. S&S, Slotted Cowl (Terminal Guard) 75 mm | each | 200
3738 | S.C.I. S&S, collars 100 mm | each | 230
3739 | S.C.I. S&S, collars 75 mm | each | 160
3746 | S.C.I. S&S, 76 mm offset for75 mm dia pipe | each | 180
3747 | S.C.I. S&S, 76 mm offset for100 mm dia pipe | each | 310
3749 | Vitreous china toilet paper holder of standard size | each | 150
3860 | 560 mm dia cover with frame (Heavy duty) | each | 3000
3861 | 560 mm dia cover without frame (Heavy duty) | each | 2600
4006 | Pressed steel door frames (mild steel sheet 1.25mm) Profile "A" | metre | 350
4007 | Pressed steel door frames (mild steel sheet 1.25mm) Profile "B" | metre | 375
4008 | Pressed steel door frames (mild steel sheet 1.25mm) Profile "C" | metre | 400
4009 | Mild steel tubes hot finished welded type | kilogram | 87
4010 | Mild steel tubes hot finished seamless type | kilogram | 110
4011 | Mild steel tubes electric resistant or inductionbutt welded | kilogram | 80
4012 | Circular C.I. Box for ceiling fan | each | 60
4013 | Pully 40 mm dia | each | 40
4014 | Ready made steel door with necessary hinges, lugs and glazing clips excluding other fittings & their fixing | sqm | 2200
4201 | Aluminium primer | litre | 225
4202 | Red oxide Zinc chromate primer | litre | 240
4203 | Copper acetate | kilogram | 350
4204 | Hydrochloric acid | kilogram | 35
4205 | Copper chloride | kilogram | 350
4206 | Copper nitrate | kilogram | 250
4207 | Ammonium chloride | kilogram | 20
5001 | Mobil oil | litre | 150
6001 | White marble slab Makrana second quality plain veined 18 mm thick | sqm | 4000
6007 | Pink marble slab plain 18mm thick | sqm | 950
6010 | Udaypur green marble slab plain 18mm thick | sqm | 800
6019 | Black Zebra marble slab plain 18mm thick | sqm | 650
6501 | Sand zone V () | cum | 300
6502 | Sand as per Table 1500. 5 | cum | 1000
7001 | Brass 100mm mortice latch and lock with6 levers without pair of handles | each | 400
7003 | Pair of Anodised Aluminium lever handles for 100mm mortice latch and lock | each | 260
7004 | Vitreous china flat back wash basin 450x300 mm | each | 600
7005 | Vitreous china 10 litres low level cistern without fittings | each | 1500
7006 | Vitreous china 10 litres low level cistern with fittings | each | 2000
7008 | F.P.S. clay fly ash bricks class designation 75 | 1,000 Nos | 4400
7009 | Gypsum board | sqm | 300
7010 | Ceiling sections | metre | 58
7011 | Perimetre channel | metre | 35
7012 | Intermediate channel | metre | 61
7013 | Ceiling angle | metre | 23
7014 | Connecting clips | each | 7
7015 | Soffit cleat | each | 4
7016 | Joint filler | kilogram | 29
7017 | Joint finisher | kilogram | 32
7018 | Joint tape roll | roll | 162
7019 | Dash fastner/ chemical fastener | each | 14
7020 | All drive screws ( for gypsum board) | 100 Nos | 58
7021 | Primer ( for gypsum board) | litre | 130
7022 | Chlorpyriphos 20% E.C. / Lindane 20% E.C. | litre | 220
7023 | Chromium plated brackets ( curtain rods) | each | 7
7024 | Acid Proof cement | tonne | 9820
7027 | M.S. Butt hinges 125x90x4 mm | 10 Nos | 120
7029 | Galvanised wire mesh of average width of aperture 1.4 mm and nominal dia. of wire 0.63 mm | sqm | 200
7032 | Frosted glass sheet of nominal thickness 4 mm (weighing not less than 10 kg/sqm) | sqm | 725
7034 | Nickle plated M.S. pipe 20 mm dia. | metre | 73
7035 | Nickle plated M.S. Brackets for curtain rod 20 mm | each | 4
7036 | Nickle plated M.S. Brackets for curtain rod 25 mm | each | 6
7040 | Oxidised mild steel screws 35 mm | 100 Nos | 41
7042 | Mild steel conduit pipe (heavy type) ISI marked-20 mm dia. | metre | 61
7043 | Mild steel conduit pipe (heavy type) ISI marked-25 mm dia. | metre | 69
7044 | Rolling shutters of 80x0.90 mm laths | sqm | 890
7045 | Rolling shutters of 80x1.2 mm laths | sqm | 1020
7046 | Top cover of Rolling shutters 0.90 mm thick | metre | 460
7047 | Top cover of Rolling shutters 1.20 mm thick | metre | 520
7048 | Rawl plug 50 mm (designation 10 no.) | each | 9
7049 | Teak wood lipping of size 25x3 mm in pelmets | metre | 23
7055 | Flat pressed 3 layer and graded particle board (medium density) Grade 1 conforming to IS : 3087 - 18 mm thick | sqm | 420
7056 | Aluminium tee channel (heavy duty) with rollers and stop end | metre | 48
7059 | Aluminium hanging floor door stopper with twin rubber & stopper | each | 61
7060 | Hydraulic door closer tubular type Aluminium section body | each | 1600
7063 | Oxidised M.S.casement stay (straight peg type) 300 mm not less than 0.33 kg | each | 21
7064 | Oxidised M.S.casement stay (straight peg type) 250 mm not less than 0.28 kg | each | 18
7065 | Oxidised M.S.casement stay (straight peg type) 200 mm not less than 0.24 kg | each | 17
7068 | Extra for providing grilled rolling shutters with 8 mm dia M.S. rod | sqm | 295
7070 | Chequered precast cement concrete tiles 22mm thick using marble chips of size 6mm - Light shade using white cement | sqm | 170
7071 | White marble Raj Nagar plain 20 mm thick (slab area 0.10 sqm to 0.20 sqm) | sqm | 650
7077 | Acid and alkali resistant tiles 300x300 mm size, 10 mm thick | 10 Nos | 650
7087 | S.C.I. Tee 150 mm | each | 800
7090 | Expanded polystyrene type N- Normal | sqm | 165
7091 | Expanded polystyrene type - SE | sqm | 200
7092 | Stainless steel kitchen sink Size 18x16x6 inches | each | 3200
7093 | Stainless steel kitchen sink Size 22x18x7 inches | each | 3800
7094 | Stainless steel kitchen sink Size 24x18x8 inches | each | 6500
7095 | Stainless steel kitchen sink - with drain board bowl depth 250 mm. | each | 6900
7096 | Stainlees steel kitchen sink - with drain board 510 x 1040mm bowl depth 225 mm. | each | 6430
7097 | Stainlees steel kitchen sink - with drain board 510 x 1040mm bowl depth 200 mm. | each | 5730
7098 | Stainless steel kitchen sink - with drain board 510x1040mm bowl depth 178 mm | each | 3630
7099 | Stainless steel kitchen sink Size 37x18x7 inches with drain board | each | 7700
7100 | Stainless steel kitchen sink Size 45x20x8 inches with drain board | each | 10825
7101 | Stainless steel kitchen sink - without drain board 610x510mm bowl depth 200 mm | each | 3780
7102 | Stainless steel kitchen sink - without drain board 610x460mm bowl depth 200 mm. | each | 3500
7103 | Stainless steel kitchen sink - without drain board 470x420mm bowl depth 178 mm | each | 2250
7104 | Coloured Orissa pattern W.C. pan 580x440 mm | each | 3220
7105 | Coloured Pedestal type W.C. pan (European type) | each | 2600
7106 | Coloured Vitreous china 10 lit. low level cistern | each | 2100
7107 | Coloured (other than black) solid P.V.C. seat in European W.C. pan | each | 400
7108 | Non-breakable of other approved make Black.seat in European W.C. pan | each | 250
7109 | Non-breakable of other approved make White.seat in European W.C. pan | each | 300
7110 | Non-breakable of other approved make Coloured.seat in European W.C. pan | each | 350
7111 | C.P. lugs for toilet seat cover. |  | 95
7112 | Circular shape 500 mm dia Mirror with Plastic moulded frame | each | 460
7113 | Rectangular shape 500x400 mm Mirror with Plastic moulded frame | each | 450
7114 | Ovel shape 450x350 mm (outer dimensions) Mirror with Plastic moulded frame | each | 500
7115 | Rectangular shape 1500x450 mm Mirror with Plastic moulded frame | each | 900
7116 | Hard board 6 mm thick | sqm | 210
7117 | Semi Rigid PVC waste pipe for sink and wash basin 32 mm dia with length not less than 700 mm i/c PVC waste fittings | each | 80
7118 | Semi Rigid PVC waste pipe for sink and wash basin 40 mm dia with length not less than 700 mm i/c PVC waste fittings | each | 90
7119 | Flexible (coil shaped) PVC waste pipe for sink and wash basin 32 mm dia with length not less than 700 mm i/c PVC waste fittings | each | 60
7120 | Flexible (coil shaped) PVC waste pipe for sink and wash basin 40 mm dia with length not less than 700 mm i/c PVC waste fittings | each | 70
7123 | Coloured High density polythylene/ poly propylene 10 lit. (full flush) capacity controlled low level flushing cistern with fittings | each | 1050
7126 | White Vitreous china 10 lit. (full flush) capacity controlled low level flushing cistern with all fittings | each | 1420
7127 | Coloured Vitreous china 10 lit. (full flush) capacity controlled low level flushing cistern with all fittings | each | 2110
7128 | S.W. intercepting trap 100 mm dia | each | 275
7129 | S.W. intercepting trap 150 mm dia | each | 350
7130 | Rectangular shape 600x450 mm precast R.C.C. manhole cover with frame - L.D. - 25 | each | 1270
7131 | Square shape 350x350 mm precast R.C.C. manhole cover with frame - L.D. - 25 | each | 870
7132 | Circular shape 450 mm dia precast R.C.C. manhole cover with frame - L.D. - 25 | each | 1040
7133 | Rectangular shape 500x500 mm precast R.C.C. manhole cover with frame - M.D. - 10 | each | 2310
7134 | Circular shape 500 mm dia precast R.C.C. manhole cover with frame - M.D. - 10 | each | 2310
7135 | Circular shape 560 mm dia precast R.C.C. manhole cover with frame - H.D. - 20 | each | 2900
7136 | Circular shape 560 mm dia precast R.C.C. manhole cover with frame - E.H.D. - 35 | each | 3300
7137 | Factory made 35 mm thick shutters with laminated veneer lumber styles rails as per TADS IS:1995 and panels of 12 mm thick plain type-I, medium density flat pressed three layer, graded particle board (FPT-I) as per IS:3087-1985 bonded with BWP type synthe | sqm | 2250
7139 | Factory made 35 mm thick shutters with laminated veneer lumber styles rails as per TADS IS:1995 and panels of 12 mm thick both sides prelaminated type-I, medium density flat pressed three layer, graded particle board (FPT-I) as per IS:3087-1985 bonded w | sqm | 2430
7143 | Factory made 35 mm thick shutters with laminated veneer lumber styles rails as per TADS IS:1995 and panels of 12 mm thick one side prelaminated type-I, and other side balancing lamination, medium density flat pressed three layer, graded particle board. | sqm | 2350
7151 | Factory made 30 mm thick shutters with laminated veneer lumber styles rails as per TADS IS:1995 and panels of sheet glass using 10 kg/ sqm glass panes | sqm | 1950
7154 | Factory made 35 mm thick shutters with laminated veneer lumber styles rails as per TADS IS:1995 and panels of galvanised wire gauge with average width of aperture 1.4 mm on both directions with wire of dia 0.63 mm | sqm | 2000
7155 | Factory made 30 mm thick shutters with laminated veneer lumber styles rails as per TADS IS:1995 and panels of galvanised wire gauge with average width of aperture 1.4 mm on both directions with wire of dia 0.63 mm | sqm | 1850
7157 | Laminated veneer lumber confirming to TADSS IS:1995 manufactured in factory in frames of doors, windows | 10 cudm | 850
7181 | C.I. pile shoe | kilogram | 53
7182 | M.S. clamps for pile shoe | kilogram | 46
7183 | Bentonite | tonne | 3700
7184 | Oxidised M.S. safety chain (weighing not less than 450 gms) for door | each | 69
7187 | C.I. grating 150 mm dia. (Weighing not less than 440 gm) | each | 52
7188 | U-PVC pipes (working pressure 4 kg / cm^2) Single socketed pipe 75 mm dia. | metre | 150
7189 | U-PVC pipes (working pressure 4 kg / cm^2) Single socketed pipe 110 mm dia. | metre | 275
7190 | U-PVC pipes (working pressure 4 kg / cm^2) Rubber (Seal) Ring 75 mm dia. | each | 25
7191 | U-PVC pipes (working pressure 4 kg / cm^2) Rubber (Seal) Ring 110 mm dia. | each | 30
7192 | UPVC coupler for UPVC drainage pipes 75 mm | each | 57
7193 | UPVC coupler for UPVC drainage pipes 110 mm | each | 75
7194 | UPVC pushfit coupler (single) 75 mm thick | each | 90
7195 | UPVC pushfit coupler (single) 110 mm thick | each | 137
7196 | UPVC single equal Tee (with door) 75x75x75 mm | each | 158
7197 | UPVC single equal Tee (with door) 110x110x110 mm | each | 220
7198 | UPVC single equal Tee (with door) 75x75x75 mm | each | 190
7199 | UPVC single equal Tee (with door) 110x110x110 mm | each | 305
7208 | UPVC bend 87.5o 75 mm bend | each | 96
7209 | UPVC bend 87.5o 110 mm bend | each | 160
7212 | UPVC plain shoe 75 mm bend | each | 200
7213 | UPVC plain shoe 110 mm bend | each | 375
7214 | UPVC pipe clip 75 mm bend | each | 29
7215 | UPVC pipe clip 110 mm bend | each | 57
7231 | Resin Bonded Glass wool 16 kg/m³ 50 mm thick | sqm | 221
7232 | Resin Bonded Glass wool 24 kg/m³ 50 mm thick | sqm | 332
7233 | Fibre glass tissue reinforcement Type II Grade I | sqm | 126
7236 | Precast chequered cement tiles 22 mm thick Dark shade using ordinary cement | sqm | 200
7237 | Precast chequered cement tiles 22 mm thick medium shade using 50% white cement, 50% ordinary cement | sqm | 250
7239 | Epoxy paint | litre | 400
7240 | Fire retardant paint | litre | 450
7241 | Melamine polish | litre | 350
7242 | Expoxy primer for steel | lt | 2050
7243 | Expoxy harder and resin | kg | 1150
7244 | Table rubbed polished stone 18 mm thick (75x50cm) Agaria Marble stone - 18 mm thick | sqm | 2000
7245 | Table rubbed polished stone 18mm thick (75x50cm) Granite stone - 18mm thick | sqm | 2250
7246 | Verticle load testing (INITIAL) of piles in accordance with IS : 2911 (Part-IV) including installation of loading platform and prepration of pile head or construction of test cap and dismantling of test cap after test etc. complete as per specification a | per test | 27200
7247 | Verticle load testing (INITIAL) of piles in accordance with IS : 2911 (Part-IV) including installation of loading platform and prepration of pile head or construction of test cap and dismantling of test cap after test etc. complete as per specification & | per test | 38100
7248 | Verticle load testing (INITIAL) of piles in accordance with IS : 2911 (Part-IV) including installation of loading platform and prepration of pile head or construction of test cap and dismantling of test cap after test etc. complete as per specification & | per test | 52000
7249 | Cyclic verticle load testing of piles in accordance with IS : 2911 (Part-IV) including prepration of pile head etc. for Single pile upto 50 tonne capacity | per test | 16200
7250 | Cyclic verticle load testing of piles in accordance with IS : 2911 (Part-IV) including prepration of pile head etc. forSingle pile above 50 tonne capacity pile and upto 100 tonne capacity pile | per test | 25200
7251 | Cyclic verticle load testing of piles in accordance with IS : 2911 (Part-IV) including prepration of pile head etc. forGroup of two piles upto 50 tonne capacity each | per test | 29300
7252 | Lateral load testing of single pile in accordance with IS : 2911 part -IV for determining safe allowable lateral load on pile. Upto 50 tonne capacity | per test | 16200
7253 | Lateral load testing of single pile in accordance with IS : 2911 part -IV for determining safe allowable lateral load on pile. Above 50 tonne capacity | per test | 26000
7254 | Hardening compound | litre | 48
7255 | Road marking paint (spirit based) | litre | 150
7256 | Superior quality road marking paint | litre | 230
7257 | C.P. Brass bibcock 15 mm | each | 520
7258 | C.P. Brass long nose bibcock 15 mm | each | 920
7259 | C.P. Brass long body bibcock 15 mm | each | 705
7260 | C.P. Brass stop cock (concealed) 15 mm | each | 1000
7261 | C.P. Brass angle valve 15 mm | each | 470
7266 | Pressed clay tiles | 1,000 Nos | 12500
7267 | Plain ceiling tiles (BWP type phenol formaldehyde synthetic resin bonded) (600x600x12 mm) | each | 140
7268 | Semi perforated ceiling tiles (600x600x12 mm) | each | 125
7269 | 25 mm thick particle board | sqm | 550
7270 | 30 mm thick prelaminated flush door shutter | sqm | 990
7271 | IInd class teak wood lipping 25 mm wide x 12 mm thick | metre | 47
7272 | 25 mm thick melamine faced prelaminated three layer particle board | sqm | 940
7295 | Jhunjhunu / Jalore (Red/Choclate/Black/Pink Colour) 18 mm thick slab, upto 1500 cm2 | sqm | 1000
7296 | Jhunjhunu / Jalore (Red/Choclate/Black/Pink Colour) 18 mm thick slab, above 1500 upto 3600 cm2 | sqm | 1200
7297 | Jhunjhunu / Jalore (Red/Choclate/Black/Pink Colour) 18 mm thick slab, above 3600 cm2 | sqm | 1400
7298 | Granite South Red 18 mm thick slab, upto 1500 cm2 | sqm | 1500
7299 | Granite South Red 18 mm thick slab, above 1500 upto 3600 cm2 | sqm | 2000
7300 | Granite South Red 18 mm thick slab, above 3600 cm2 | sqm | 3000
7301 | South Zed Black 18 mm thick slab, upto 1500 cm2 | sqm | 1200
7302 | South Zed Black 18 mm thick slab, above 1500 upto 3600 cm2 | sqm | 2200
7303 | South Zed Black 18 mm thick slab, above 3600 cm2 | sqm | 3000
7304 | Good quality South Black 18 mm thick slab, upto 1500 cm2 | sqm | 900
7305 | Good quality South Black 18 mm thick slab, above 1500 upto 3600 cm2 | sqm | 1800
7306 | Aluminium T or L sections | kilogram | 250
7307 | For flush door shutters Extra for providing teak veneering on one side instead of commercial veneering | sqm | 600
7308 | Good quality South Black 18 mm thick slab, above 3600 cm2 | sqm | 1950
7309 | Paving Asphalt 60/70 penetration | tonne | 56600
7312 | Expandable fastner with plastic sleeve and M.S. screws. 25 mm long | each | 12
7313 | Expandable fastner with plastic sleeve and M.S. screws. 32 mm long | each | 13
7314 | Expandable fastner with plastic sleeve and M.S. screws. 40 mm long | each | 14
7315 | Expandable fastner with plastic sleeve and M.S. screws. 50 mm long | each | 15
7318 | Plasticizer / super plasticizer | kilogram | 46
7319 | Wall form panel 1250x500 mm | each | 830
7320 | Tie bolt 12 mm dia 100 mm length | each | 46
7321 | Tie bolt 12 mm dia 150 mm length | each | 58
7322 | Tie bolt 20 mm dia 150 mm length | each | 81
7323 | Tie bolt 20 mm dia 225 mm length | each | 98
7324 | Spring coil 12 mm | each | 15
7325 | Plastic cone 12 mm dia | each | 18
7326 | Corner angle 45x45x5 mm 1.50 m long | each | 250
7327 | 100 mm channel shoulder 2.5 m long | each | 870
7328 | Double clip ( bridge clip) | each | 87
7329 | Single clip | each | 75
7330 | M.S. tube 40 mm dia | metre | 220
7331 | Wall form panel 1250x450 mm | each | 750
7332 | Corner angle 45x45x5 m 2.50 m long | each | 350
7333 | Column clamp 450x1070 m | each | 1200
7334 | Prop 2 m ( 2-3.5m) | each | 870
7335 | Binding wire | kilogram | 90
7338 | Gun metal cramp | kilogram | 405
7339 | Stainless steel cramp | kilogram | 420
7340 | Stainless steel pin . | kg | 180
7342 | Adjustable span ESO+SI (2.35-3.40) | each | 1970
7343 | Adjustable telescopic prop 3 m (2.02-3.75 m) | each | 1155
7344 | Beam clamp 300-380 mm (450-1070 mm) | each set | 470
7345 | Prop 4 m | each | 1270
7346 | Double coupler | each | 58
7347 | Cadmium plated full threaded steel screws (30x4 mm dia.) | 100 Nos | 35
7348 | Aluminium washer 2 mm thick 15 mm dia | 100 Nos | 12
7349 | 12 mm M.S. 'U' beading | metre | 14
7354 | Plastic encapsuled M.S. foot rest 30x20x15 cm | each | 133
7358 | Flushing Cistern P.V.C. 10 lts capacity ( low level ) (White) ( with fittings, accessories and flush pipe) | each | 1100
7359 | P.V.C. automatic flushing cistern 5 lts capacity | each | 600
7361 | P.V.C. automatic flushing cistern 10 lts capacity | each | 650
7363 | 15 mm C.P. brass tap with elbow operation lever | each | 870
7364 | White glazed fire clay draining board 600x450x25 mm | each | 550
7366 | Glass reinforced Gyp sum ( GRG) board 8.5 mm thick | sqm | 290
7367 | Galvanised M.S. sheet 0.5 mm thick pressed channel section of size 50x32 mm | metre | 85
7369 | Galvanised M.S. sheet 0.50 mm thick pressed stud. 48x34x36 mm | metre | 85
7375 | G.I. flush pipe and C.P. brass spreader including C.P. connecting pipe Single lipped urinal | each | 500
7376 | G.I. flush pipe and C.P. brass spreader including C.P. connecting pipe Range of two lipped urinals | each | 1230
7377 | G.I. flush pipe and C.P. brass spreader including C.P. connecting pipe Range of three lipped urinals | each | 1500
7378 | G.I. flush pipe and C.P. brass spreader including C.P. connecting pipe Range of four lipped urinals | each | 2140
7379 | White vitreous china clay half stall urinal flat back 580x380x350 mm or angle back 450x375x350 mm with waste fittings as per IS : 2556 | each | 1720
7380 | Precast R.C.C. grating with frame 500x450 mm horizontal grating | each | 820
7381 | Precast R.C.C. grating with frame 450x100 mm vertical grating | each | 385
7382 | Bitumen emulsion rapid setting (R.S.) confirming to IS : 8887-1995 | tonne | 44000
7385 | 3 mm thick translucent white acrylic plastic sheet | sqm | 705
7386 | 12 thick particle board ceiling tile | sqm | 400
7388 | Dash hold fastener 12.5 mm dia, 40 mm long with 6 mm dia bolt | each | 45
7389 | Anodising 15 microns on aluminium sections | kilogram | 45
7390 | Neoprin/EPDM rubber gasket | metre | 60
7391 | Anodising 25 microns on aluminium sections | kilogram | 55
7392 | Epoxy powder coating 50 microns on aluminium sections. | kilogram | 65
7393 | Polyester powder coating 50 microns on aluminium sections | kilogram | 75
7394 | Double action hydraulic floor spring with stainless steel cover plate | each | 1550
7395 | 6 mm dia. G.I. adjustable hangers including clips (upto 1.2 m length) | each | 35
7396 | Double action hydraulic floor spring with brass cover plate | each | 2500
7397 | Base jack | each | 255
7398 | Challies | each | 990
7399 | Cup lock | each | 105
7400 | 15 mm PTMT bib cock | each | 225
7401 | 15 mm PTMT bib cockwith flange (fancy) | each | 310
7402 | 15 mm PTMT bib cock long body with flange | each | 370
7403 | 15 mm dia PTMT stop cock (male thread) | each | 235
7405 | 20 mm dia. PTMT stop cock | each | 265
7406 | PTMT pillar cock | each | 380
7407 | PTMT push cock 15 mm dia. | each | 185
7408 | PTMT push cock 12 mm dia. 20 mm BSP | each | 185
7409 | PTMT grating 100 mm dia. | each | 82
7410 | PTMT pillar cock (fancy) 15 mm foam flow. | each | 400
7411 | 125 mm grating withwaste hole | each | 80
7412 | Rectangular type with openable circular lid 150 mm size 18 mm high with 100 mm dia. (110 gm) | each | 130
7415 | Double acting air valve 50 mm | each | 4270
7416 | Double acting air valve 80 mm | each | 6300
7417 | Double acting air valve 100 mm | each | 8100
7418 | Water meter (including testing charges) 80 mm | each | 2500
7419 | Water meter (including testing charges) 100 mm | each | 3900
7420 | Water meter (including testing charges) 150 mm | each | 5600
7421 | Water meter (including testing charges) 200 mm | each | 6300
7422 | Dirt box srainer 80 mm | each | 3500
7423 | Dirt box srainer 100 mm | each | 5250
7424 | Dirt box srainer 150 mm | each | 6800
7425 | Dirt box srainer 200 mm | each | 9500
7426 | Cat's eye | each | 650
7427 | Water stops Serrated with central bulb (225 mm wide, 8-11 mm thick) | metre | 460
7428 | Water stops Dumb bell with central bulb | metre | 439
7429 | Kickers | metre | 440
7430 | Wedge expansion hold fastner 1/4" or 6 mm | each | 15
7431 | Wedge expansion hold fastner 3/8" or 10 mm | each | 18
7432 | Wedge expansion hold fastner 1/2" or 12 mm | each | 35
7439 | 8mm thick (mirror polished tiles machine cut edge) Raj Nagar white | sqm | 610
7442 | Wheel 75 mm dia. 40 mm wide | each | 72
7443 | Aluminium single cleat of size 30x32x3 | each | 15
7444 | Aluminium grip strip of size 50x12x2 | each | 12
7445 | 25 mm prelaminated flush door both side decorative | sqm | 870
7449 | Aluminium U beading | kilogram | 270
7451 | Glass sheet (Pin headed) 4 mm thick | sqm | 225
7452 | Raj nagar I quality plain white marble (table rubbed and polished) 18 mm thick upto 1500 cm2 | sqm | 550
7453 | Raj nagar plain I quality white marble (table rubbed and polished) 18 mm thick above 1500 and upto 3600 cm2 | sqm | 700
7454 | Raj nagar plain I quality white marble (table rubbed and polished) 18 mm thick above 3600 cm2 | sqm | 800
7455 | Makrana Adanga 15-18mm upto 1500 cm2 | sqm | 800
7456 | Makrana Adanga 15-18mm above 1500 and upto 3600 cm2 | sqm | 900
7457 | Makrana Adanga 15-18mm above 3600 cm2 | sqm | 1100
7458 | Keseriaji/ Abu Ambaji (Green Marble)15-18mm upto 1500 cm2 | sqm | 650
7459 | Keseriaji/ Abu Ambaji (Green Marble)15-18mm above 1500 and upto 3600 cm2 | sqm | 750
7460 | Keseriaji/ Abu Ambaji (Green Marble) 15-18mm above 3600 cm2 | sqm | 950
7461 | Bhaislana,Abu,Kishangarh Zebra (Black Marble) 5-18mm upto 1500 cm2 | sqm | 550
7462 | Bhaislana,Abu,Kishangarh Zebra (Black Marble) 15-18mm above 1500 and upto 3600 cm2 | sqm | 650
7463 | Bhaislana,Abu,Kishangarh Zebra (Black Marble) 15-18mm above 3600 cm2 | sqm | 800
7466 | Second class deodar teak wood lipping 30 mm widthx12mm | metre | 40
7468 | Veneered particle board with commercial veneering on both sides 12 mm thick | sqm | 700
7477 | Prelaminated particle board with one side decorative and other side balancing lamination, flat pressed 3 layer & graded (medium density) Grade I, Type II conforming to IS : 12823 (exterior grade)12 mm thick | sqm | 950
7478 | Prelaminated particle board with one side decorative and other side balancing lamination, flat pressed 3 layer & graded (medium density) Grade I, Type II conforming to IS : 12823 (exterior grade)18 mm thick | sqm | 1100
7479 | Prelaminated particle board with one side decorative and other side balancing lamination, flat pressed 3 layer & graded (medium density) Grade I, Type II conforming to IS : 12823 (exterior grade)25 mm thick | sqm | 1350
7480 | Prelaminated particle board with both sides decorative lamination, flat pressed 3 layer & graded (medium density) Grade I, Type II conforming to IS : 12823 (exterior grade)12 mm thick | sqm | 950
7485 | Oxidised M. S. hinges finished with nickel plating 50 mm (Over all width) | metre | 41
7486 | Oxidised M. S. hinges finished with nickel plating 65 mm (Over all width) | metre | 46
7491 | PTMT Waste Coupling 31/32MM | Each | 120
7492 | PTMT Waste Coupling 38/40MM | Each | 165
7493 | PTMT Bottle Trap 31/32MM | Each | 670
7494 | PTMT Bottle Trap 38/40MM | Each | 700
7495 | PTMT Ball Cock 15mm Complete with Epoxy Coated Aluminium Road & H.D. Ball | Each | 350
7496 | PTMT Ball Cock 20mm Complete with Epoxy Coated Aluminium Road & H.D. Ball | Each | 520
7497 | PTMT Ball Cock 25mm Complete with Epoxy Coated Aluminium Road & H.D. Ball | Each | 970
7498 | PTMT Ball Cock 40mm Complete with Epoxy Coated Aluminium Road & H.D. Ball | Each | 1620
7499 | PTMT Ball Cock 50mm Complete with Epoxy Coated Aluminium Road & H.D. Ball | Each | 2400
7500 | PTMT Angle Stop cock with Flenge 15mm | Each | 290
7501 | PTMT Swiveling shower 15mm | Each | 250
7503 | PTMT Liquid Soap Container of 400ml capacity | Each | 350
7504 | PTMT Towel Ring 215xd200x37mm | Each | 240
7505 | PTMT Towel Rail (450MM) | Each | 450
7506 | PTMT Towel Rail (600MM) | Each | 540
7507 | PTMT Shelf 450x124x36mm | Each | 610
7508 | PTMT Urinal Spreader 15MM | Each | 270
7509 | PTMT Soap Dish/Holder 138x102x75mm | Each | 240
7512 | PTMT handle 125x34x24mm | Each | 47
7513 | PTMT handle 150x34x24mm | Each | 51
7514 | PTMT butt hinges 75x60x10mm | Each | 62
7515 | PTMT butt hinges 100x75x10mm | Each | 82
7516 | PTMT Tower bolt 152x42x18mm | Each | 105
7517 | PTMT Tower bolt 202x42x18mm | Each | 125
7518 | PTMT door catcher 72x42mm | Each | 41
7519 | Synthetic Material(PTMT) of approved quality/make size 525 x90 x 75mm | Each | 230
7520 | Synthetic Material(PTMT) of approved quality/make size 675 x90 x 75mm | Each | 260
7521 | Synthetic Material (PTMT) Towel Ring of approved quality/make. | Each | 230
7552 | Coir veneered board 4mm thick | sqm | 360
7553 | Coir veneered board 6mm thick | sqm | 470
7555 | Coir veneered board 12mm thick | sqm | 835
7556 | Coir veneered board 18mm thick | sqm | 1250
7557 | Jalore (P-white / S-white/ Rosy Pink colour),Up to 1500 Cm2 Tiles | sqm | 200
7558 | Jalore (P-white / S-white/ Rosy Pink colour),1501 Cm2 to 3600 Cm2 Tiles | sqm | 400
7559 | Jalore (P-white / S-white/ Rosy Pink colour),Above 3601 Cm2 Slabs | sqm | 600
7560 | Rajasthan Black,Up to 1500 Cm2 Tiles | sqm | 400
7561 | Rajasthan Black,1501 Cm2 to 3600 Cm2 Tiles | sqm | 600
7562 | Rajasthan Black,Above 3601 Cm2 Slabs |  | 900
7651 | Ductile Iron class K - 9 pipe Conforming to I.S. 8329 100mm dia | Metre | 920
7652 | Ductile Iron class K - 9 pipe Conforming to I.S. 8329 150mm dia | Metre | 1370
7653 | Ductile Iron class K - 9 pipe Conforming to I.S. 8329 200mm dia | Metre | 1890
7654 | Ductile Iron class K - 9 pipe Conforming to I.S. 8329 - 250mm dia | Metre | 2435
7655 | Ductile Iron class K - 9 pipe Conforming to I.S. 8329 - 300mm dia | Metre | 3130
7656 | Ductile Iron class K - 9 pipe Conforming to I.S. 8329 - 350mm dia | Metre | 3670
7657 | Ductile Iron class K - 9 pipe Conforming to I.S. 8329 - 400mm dia | Metre | 5260
7658 | Ductile Iron class K - 9 pipe Conforming to I.S. 8329 - 450mm dia | Metre | 5850
7659 | Ductile Iron class K - 9 pipe Conforming to I.S. 8329 - 500mm dia | Metre | 7830
7660 | Ductile Iron class K - 9 pipe Conforming to I.S. 8329 - 600mm dia | Metre | 8770
7661 | Ductile Iron class K - 9 pipe Conforming to I.S. 8329 - 700mm dia | Metre | 12000
7662 | Ductile Iron class K - 9 pipe Conforming to I.S. 8329 - 750mm dia | Metre | 13600
7663 | Ductile Iron class K - 9 pipe Conforming to I.S. 8329 - 800mm dia | Metre | 14000
7664 | Ductile Iron class K - 9 pipe Conforming to I.S. 8329 - 900mm dia | Metre | 16300
7665 | Ductile Iron class K - 9 pipe Conforming to I.S. 8329 - 1000mm dia | Metre | 18350
7666 | Ruber Gaskets Conforming to I.S 5382 of S.B.R quality 100mm dia | Each | 38
7668 | Ruber Gaskets Conforming to I.S 5382 of S.B.R quality 150mm dia | Each | 53
7669 | Ruber Gaskets Conforming to I.S 5382 of S.B.R quality 200mm dia | Each | 95
7670 | Ruber Gaskets Conforming to I.S 5382 of S.B.R quality 250mm dia | Each | 105
7671 | Ruber Gaskets Conforming to I.S 5382 of S.B.R quality 300mm dia | Each | 150
7672 | Ruber Gaskets Conforming to I.S 5382 of S.B.R quality 350mm dia | Each | 190
7673 | Ruber Gaskets Conforming to I.S 5382 of S.B.R quality 400mm dia | Each | 380
7674 | Ruber Gaskets Conforming to I.S 5382 of S.B.R quality 450mm dia | Each | 420
7675 | Ruber Gaskets Conforming to I.S 5382 of S.B.R quality 500mm dia | Each | 435
7676 | Ruber Gaskets Conforming to I.S 5382 of S.B.R quality 600mm dia | Each | 530
7677 | Ruber Gaskets Conforming to I.S 5382 of S.B.R quality 700mm dia | Each | 840
7678 | Ruber Gaskets Conforming to I.S 5382 of S.B.R quality 750mm dia | Each | 990
7679 | Ruber Gaskets Conforming to I.S 5382 of S.B.R quality 800mm dia | Each | 1100
7680 | Ruber Gaskets Conforming to I.S 5382 of S.B.R quality 900mm dia | Each | 1480
7681 | Ruber Gaskets Conforming to I.S 5382 of S.B.R quality 1000mm dia | Each | 1815
7682 | Ductile Iron K - 12 specials suitale for push on jointing upto 600mm dia | Quintal | 12500
7683 | Ductile Iron K - 12 specials suitale for push on jointing over 600mm dia | Quintal | 18800
7684 | Ductile Iron specials suitable for mechanical jointing as per I.S. 9523 - upto 600mm dia | Quintal | 13150
7685 | Ductile Iron Specials suitable for mechancial jointing as per I.S. 9523 over 600mm dia | Quintal | 19900
7686 | Ductile Iron Pipe Class K-9 flanges and welding 100mm dia | Metre | 2650
7687 | Ductile Iron Pipe Class K-9 flanges and welding 150 dia | metre | 3650
7688 | Ductile Iron Pipe Class K-9 flanges and welding 200mm dia | Metre | 4750
7689 | Ductile Iron Pipe Class K-9 flanges and welding 250mm dia | Metre | 6300
7690 | Ductile Iron Pipe Class K-9 flanges and welding 300mm dia | metre | 8100
7691 | Ductile Iron Pipe Class K-9 flanges and welding 350mm dia | Metre | 10080
7692 | Ductile Iron Pipe Class K-9 flanges and welding 400mm dia | Metre | 12050
7693 | Ductile Iron Pipe Class K-9 flanges and welding 450mm dia | Metre | 14550
7694 | Ductile Iron Pipe Class K-9 flanges and welding 500mm dia | Metre | 17650
7695 | Ductile Iron Pipe Class K-9 flanges and welding 600mm dia | Metre | 24000
7696 | Ductile Iron Pipe Class K-9 flanges and welding 700mm dia | Metre | 29500
7697 | S&S Centrifugally (Spun) C.I. Pipe class 75mm dia (300 cm long) | Each | 2770
7698 | S&S Centrifugally (Spun) C.I. Pipe class 100mm dia (300 cm long) | Each | 3400
7699 | S&S Centrifugally (Spun) C.I. Pipe class 150mm dia (300 cm long) | Each | 6215
7700 | S&S Centrifugally (Spun) C.I. Pipe class LA 200mm dia | Metre | 1930
7701 | S&S Centrifugally (Spun) C.I. Pipe class LA 250mm dia | Metre | 2735
7702 | S&S Centrifugally (Spun) C.I. Pipe class LA 300mm dia | Metre | 3640
7703 | S&S Centrifugally (Spun) C.I. Pipe class LA 350mm dia | metre | 4500
7704 | S&S Centrifugally (Spun) C.I. Pipe class LA 400mm dia | Metre | 5500
7705 | S&S Centrifugally (Spun) C.I. Pipe class LA 450mm dia | Metre | 6580
7706 | S&S Centrifugally (Spun) C.I. Pipe class LA 500mm dia | Metre | 8010
7707 | S&S Centrifugally (Spun) C.I. Pipe class LA 600mm dia | Metre | 10600
7708 | S&S Centrifugally (Spun) C.I. Pipe Specials as per IS 1538 suitable for lead jointing upto 300mm dia | Quintal | 4950
7709 | S&S Centrifugally (Spun) C.I. Pipe Specials as per IS 1538 suitable for lead jointing over 300mm dia | Quintal | 5580
7710 | S&S Centrifugally (Spun) C.I. Pipe specials suitable for mechanical joint as per I.S. 13382 upto 300mm dia | Quintal | 7500
7711 | S&S Centrifugally (Spun) C.I. Pipe Specials suitabe for mechanical joint as per IS 13382 over 300mm dia | Quintal | 7800
7712 | Screwed double flanged centrigually cast (spun) C.I. Pipe of Class B conforming to I.S. 1536, - 100mm dia | Metre | 1370
7713 | Screwed double flanged centrigually cast (spun) C.I. Pipe of Class B conforming to I.S. 1536, - 150mm dia | Metre | 2120
7714 | Screwed double flanged centrigually cast (spun) C.I. Pipe of Class B conforming to I.S. 1536, - 200mm dia | Metre | 2950
7715 | Screwed double flanged centrigually cast (spun) C.I. Pipe of Class B conforming to I.S. 1536, - 250mm dia | Metre | 3920
7716 | Screwed double flanged centrigually cast (spun) C.I. Pipe of Class B conforming to I.S. 1536, - 300mm dia | Metre | 5000
7717 | Screwed double flanged centrigually cast (spun) C.I. Pipe of Class B conforming to I.S. 1536, - 350mm dia | Metre | 6400
7718 | Screwed double flanged centrigually cast (spun) C.I. Pipe of Class B conforming to I.S. 1536, - 400mm dia | metre | 8100
7719 | Screwed double flanged centrigually cast (spun) C.I. Pipe of Class B conforming to I.S. 1536, - 450mm dia | Metre | 10700
7720 | Screwed double flanged centrigually cast (spun) C.I. Pipe of Class B conforming to I.S. 1536, - 500mm dia | metre | 14000
7721 | Screwed double flanged centrigually cast (spun) C.I. Pipe of Class B conforming to I.S. 1536, - 600mm dia | Metre | 18200
7722 | Ductile Iron Class K- 7 pipe conforming to I.S. 8329 - 100mm dia | Metre | 850
7723 | Ductile Iron Class K- 7 pipe conforming to I.S. 8329 - 150mm dia | Metre | 1220
7724 | Ductile Iron Class K- 7 pipe conforming to I.S. 8329 - 200mm dia | Metre | 1730
7725 | Ductile Iron Class K- 7 pipe conforming to I.S. 8329 - 250mm dia | Metre | 2350
7726 | Ductile Iron Class K- 7 pipe conforming to I.S. 8329 - 300mm dia | Metre | 3310
7727 | Ductile Iron Class K- 7 pipe conforming to I.S. 8329 - 350mm dia | Metre | 3820
7728 | Ductile Iron Class K- 7 pipe conforming to I.S. 8329 - 400mm dia | Metre | 4550
7729 | Ductile Iron Class K- 7 pipe conforming to I.S. 8329 - 450mm dia | Metre | 5400
7730 | Ductile Iron Class K- 7 pipe conforming to I.S. 8329 - 500mm dia | Metre | 6400
7731 | Ductile Iron Class K- 7 pipe conforming to I.S. 8329 - 600mm dia | metre | 8400
7732 | Ductile Iron Class K- 7 pipe conforming to I.S. 8329 - 700mm dia | Metre | 10450
7733 | Ductile Iron Class K- 7 pipe conforming to I.S. 8329 - 800mm dia | Metre | 14550
7734 | Ductile Iron Class K- 7 pipe conforming to I.S. 8329 - 900mm dia | metre | 17900
7735 | Ductile Iron Class K- 7 pipe conforming to I.S. 8329 - 1000mm dia | metre | 21700
7736 | Extruded burnt flyash clay sewer bricks conforming to I.S 4885 - 1988 | 1,000 Nos | 5500
7737 | Fly ash lime bricks (FALG Bricks) conforming to I.S. 12894-1989 | 1,000 Nos | 2800
7738 | Calcium Silicate Bricks machine moulded confirming to I.S. 4139 - 1989 | 1,000 Nos | 4850
7739 | Modified Bitumen Refinary produced CRMB - 55 | Tonne | 56600
7741 | Modified Bitumen Refinary produced CRMB - 60 | tonne | 56600
7742 | Bitumen emulsion medium setting (M.S.) confirming to IS : 8887-1995 | tonne | 46200
7750 | Toilet shelf W.V.C. Size 300mm | Each | 375
7751 | Toilet shelf W.V.C. Size 500mm | Each | 450
7752 | Toilet shelf Synthetic Material with tumbler size 470 x 114 x 36mm | Each | 380
7753 | Toilet shelf Hard Plastic of superior quality size 590x140mm | Each | 450
7754 | Toilet shelf Acrylic shelf on C.P. brass casted brackets & guard rail of superior quality size 550x125mm | Each | 785
7755 | Toilet Glass Shelf with edges rounded off Anodised Aluminium angle frame & C.P. brass brackets & guard rail size 600x120mm | Each | 290
7756 | C.P. brass Towel Rail elbow type with concealed screws size 450mm (Heavy duty). | Each | 405
7757 | C.P. brass Towel Rail elbow type with concealed screws size 600 mm (Heavy duty). | Each | 465
7758 | C.P. brass towel rail with brackets 450 x 20mm. | Each | 230
7759 | C.P. brass towel rail with brackets 600 x 20mm. | Each | 240
7760 | WVC (1stquality, ISI Marked) of approved make. Recessed towel Hanger size 108 x 108mm. | Each | 69
7761 | C.P. Brass Towel Ring revolving type | Each | 175
7773 | Colored interlocking C.C. paver Block | Sqm | 600
7774 | Autoclaved Aerated Concrete (AAC) blocks Grade-I of density 551 to 650 kg/cum | Cum | 3250
7799 | Broken ceramic tiles | Kg | 8
7800 | Ceramic Glazed Tiles Ist quality size 200 mm x 300 mm in white, gray, ivory, fume red brown, light green, light blue and other light shades | Sq.m. | 350
7801 | Ceramic Mat finished Tiles Ist quality size 300 mm x 300 mm in white, gray, ivory, fume red brown, light green, light blue and other light shades | Sq.m. | 380
7802 | Ceramic Glazed Tiles Ist quality 300 x 300 in all shades designs except White, Ivory, Grey, Fuem Red Brown etc. | Sq.m. | 350
7803 | Rectified Ceramic Glazed Tiles Ist quality 300x300mm or more in all shades designs White, Ivory, Grey, Fuem Red Brown etc. | Sq.m. | 550
7804 | Rectified Ceramic Glazed Tiles Ist quality 300x300mm or more in all shades designs except White, Ivory, Grey, Fuem Red Brown etc. | Sq.m. | 675
7805 | Salem Stainless steel AISI - 304 (18/8) Orrisa pattern W.C. pan 724mm X 578mm | each | 4700
7806 | Salem Stainless steel AISI - 304 (18/8) Round basin 405mm X 355mm | each | 2100
7807 | Salem Stainless steel AISI - 304 (18/8) Wash basin 530mm X 345mm | each | 1900
7808 | Centrifugally cast (spun) iron S&S 100 mm inlet and 100 mm outlet | each | 435
7809 | Centrifugally cast (spun) iron S&S 100 mm inlet and 75 mm outlet | each | 470
7810 | 75 mm wide decorative border | Rm | 125
7811 | Motive 200x200 mm | Each | 125
7812 | Motive 200x300 mm | Each | 150
7813 | Motive 300x300 mm | Each | 190
7814 | Motive 300x450 mm | Each | 210
7815 | Motive 300x600 mm | Each | 250
7825 | Ceramic Glazed Vitrified Tiles Size : 600mm x 1200mm | Sqm | 1025
7826 | Ceramic Glazed Vitrified Tiles Size : 800mm x 1200mm | Sqm | 1360
7827 | Ceramic Glazed Vitrified Tiles Size : 196mm x 1215mm | Sqm | 1355
7828 | Ist Qulality MAT and glossy finished ceramic tiles Size : 250mm x 375mm | Sqm | 320
7829 | Ist Qulality MAT and glossy finished ceramic tiles Size : 300mm x 450mm | Sqm | 425
7830 | Ist Qulality MAT and glossy finished ceramic tiles Size : 300mm x 600mm | Sqm | 525
7831 | Ist Qulality MAT and glossy finished ceramic tiles Size : 250mm x 1000mm | Sqm | 900
7832 | Ist quality heavy duty Vitrified polished digital tile size:298mmX 298mm | Sqm | 460
7833 | Ist quality heavy duty Vitrified polished digital tile size:300mmX450 mm | Sqm | 475
7834 | Ist quality heavy duty Vitrified polished digital tile size:600mmX600 mm | Sqm | 700
7835 | Ist quality MAT & GLOSSY finished ceramic tile 600mm x 600mm | Sqm | 750
7850 | Agaria White marble slab plain 18mm thick | sqm | 1325
7857 | P.T.M.T. Grating square slit 150mm | each | 150
7858 | P.T.M.T. Urinal cock 15mm dia | each | 155
7859 | P.T.M.T. Bib cock with nozzle 15mm | each | 200
7861 | P.T.M.T. Stop cock (concealed) 15mm | each | 275
7862 | 15 mm nominal bore and 30 cm length PVC connection pipe with P.T.M.T. Nuts | each | 67
7863 | 15 mm nominal bore and 45 cm length PVC connection pipe with P.T.M.T. Nuts | each | 84
7864 | P.T.M.T. extension nipple 15mm | each | 42
7865 | P.T.M.T. extension nipple 20mm | each | 51
7866 | P.T.M.T. extension nipple 25mm | each | 75
7896 | Vitrified tile | Sqm | 350
7900 | Modular bricks of class designation 100 | 1,000 Nos | 5200
7901 | Machine moulded perforated FPS bricks of class designation 125 | 1,000 Nos | 5200
7902 | Machine moulded modular perforated bricks of class designation 125 | 1,000 Nos | 5200
7903 | Machine moulded FPS bricks of class designation 125 | 1,000 Nos | 5200
7904 | Machine moulded tile bricks of class designation 125 | 1,000 Nos | 5000
8001 | 24 mm thick Factory made shutters with frame, rails and panels of PVC extruded sections in white, grey or wooden finish | sqm | 1500
8002 | 30 mm thick Factory made shutters with frame, rails and panels of PVC extruded sections in white, grey or wooden finish | sqm | 1560
8003 | Factory made PVC rigid foam panelled shutter | sqm | 1865
8004 | Factory made PVC rigid foam panelled shutter as per IS : 4020 | sqm | 2000
8006 | Factory made PVC rigid foam sheet 1mm thick | sqm | 185
8007 | Factory made PVC rigid foam sheet 5mm thick | sqm | 770
8008 | Factory made prelaminated PVC rigid foam sheet 5mm thick | sqm | 925
8010 | 48mmX40mmX1.5mm thick Factory made door frame of PVC extruded sections in white, grey or wooden finish | metre | 190
8011 | Factory made door frame PVC extruded sheet i/c carriage | metre | 230
8012 | Adhesive solvent cement | kg | 130
8100 | Powder coated M.S. butt hinges 100mm X58mmX1.9mm | 10 Nos | 95
8200 | A.P.P. modified polymeric felt (two layers) 1.5 mm thick | sqm | 110
8201 | A.P.P. modified polymeric felt (two layers) 2 mm thick | sqm | 150
8203 | A.P.P. modified 2 mm thick membrance reinforced with glass fibre matt | sqm | 250
8204 | A.P.P. modified 3 mm thick membrance reinforced with glass fibre matt | sqm | 175
8205 | A.P.P. modified 3 mm thick membrance reinforced with polyster matt | sqm | 225
8206 | Bitumen primer for bitumen membrance | litre | 110
8207 | Geotextile 120 gsm membrance | sqm | 40
8210 | Stainless steel screws 50 mm | 100 Nos | 305
8211 | Stainless steel screws 40 mm | 100 Nos | 250
8212 | Stainless steel screws 30 mm | 100 Nos | 150
8214 | Stainless steel screws 20 mm | 100 Nos | 100
8215 | Stainless steel butt hinges 125x64x1.9 mm IS : 12817 marked | 10 Nos | 315
8216 | Stainless steel butt hinges 100x58x1.9 mm IS : 12817 marked | 10 Nos | 210
8217 | Stainless steel butt hinges 75x47x1.8 mm IS : 12817 marked | 10 Nos | 175
8218 | Stainless steel butt hinges 50x37x1.5 mm IS : 12817 marked | 10 Nos | 150
8219 | Stainless steel butt hinges (heavy weight) 125x64x2.5 mm IS : 12817 marked | 10 Nos | 485
8220 | Stainless steel butt hinges (heavy weight) 100x60x2.5 mm IS : 12817 marked | 10 Nos | 430
8221 | Stainless steel butt hinges (heavy weight) 75x50x2.5 mm IS : 12817 marked | 10 Nos | 370
8222 | M.S. heavy weight but hinges 125x90x4.0mm IS : 1341 marked. | 10 10 Nos | 330
8223 | M.S. heavy weight butt hinges 100x75x3.5 mm IS: 1341 marked | 10 10 Nos. | 170
8224 | M.S. heavy weight butt hinges 75x60x3.1 mm IS: 1341 marked | 10 10 Nos | 98
8225 | M.S. heavy weight butt hinges 50x40x2.5 mm IS : 1341 marked | 10 10 Nos | 81
8300 | 1216 mm PE-AL-PE Composit pressure pipe | Metre | 90
8301 | 1620 mm PE-AL-PE Composit pressure pipe | Metre | 100
8302 | 2025 mm PE-AL-PE Composit pressure pipe | Metre | 130
8303 | 2532 mm PE-AL-PE Composit pressure pipe | Metre | 190
8304 | 3240 mm PE-AL-PE Composit pressure pipe | Metre | 240
8305 | 4050 mm PE-AL-PE Composit pressure pipe | Metre | 350
8501 | Polymer modified cementation coating | kilogram | 290
8502 | Fibre glass cloth | sqm | 50
8504 | Multi surface paint | litre | 460
8505 | Acrylic exterior paint | litre | 450
8506 | Premium Acrylic exterior paint | litre | 250
8507 | Textured exterior paint | litre | 350
8508 | Primer for cement paint | litre | 158
8509 | Special Primer | litre | 190
8510 | Metal Primer | litre | 130
8520 | Edge blocks 60 mx2 | cum | 110
8521 | inter–locking block , M-30, 60 mm thick ,Category A Denated units to key into each other on four faces zigzag shape as per IRC SP 63:2004 | sqm | 578
8522 | inter–locking block , M-30, 60 mm thick,Category ‘B’ Denated only two side like I,Z,T shape etc. as per IRC SP 63:2004 | sqm | 551
8523 | inter–locking block , M-30, 60 mm thick ,Category ‘C’not denated on any its faces like Hexagon, Rectangular, square shape as per IRC SP 63:2004 | sqm | 525
8524 | inter–locking block , M-35, 60 mm thick ,Category A Denated units to key into each other on four faces zigzag shape as per IRC SP 63:2004 | sqm | 709
8525 | inter–locking block , M-35, 60 mm thick ,Category B Denated units to key into each other on four faces zigzag shape as per IRC SP 63:2004 | sqm | 683
8526 | inter–locking block , M-35, 60 mm thick ,Category C Denated units to key into each other on four faces zigzag shape as per IRC SP 63:2004 | sqm | 609
8527 | inter–locking block , M-40, 80 mm thick ,Category A Denated units to key into each other on four faces zigzag shape as per IRC SP 63:2004 | sqm | 824
8528 | inter–locking block , M-40, 80 mm thick ,Category B Denated units to key into each other on four faces zigzag shape as per IRC SP 63:2004 | sqm | 798
8529 | inter–locking block , M-40, 80 mm thick ,Category C Denated units to key into each other on four faces zigzag shape as per IRC SP 63:2004 | sqm | 746
8530 | inter–locking block , M-50, 100 mm thick ,Category A Denated units to key into each other on four faces zigzag shape as per IRC SP 63:2004 | sqm | 1024
8531 | inter–locking block , M-50, 100 mm thick ,Category B Denated units to key into each other on four faces zigzag shape as per IRC SP 63:2004 | sqm | 998
8532 | inter–locking block , M-50, 100 mm thick ,Category C Denated units to key into each other on four faces zigzag shape as per IRC SP 63:2004 | sqm | 945
8533 | inter–locking block , M-55, 120 mm thick ,Category A Denated units to key into each other on four faces zigzag shape as per IRC SP 63:2004 | sqm | 1213
8534 | inter–locking block , M-55, 120 mm thick ,Category B Denated units to key into each other on four faces zigzag shape as per IRC SP 63:2004 | sqm | 1187
8535 | inter–locking block , M-55, 120 mm thick ,Category C Denated units to key into each other on four faces zigzag shape as per IRC SP 63:2004 | sqm | 1134
8536 | 25 mm thick Non slippery reflective type designer paving tile ,M 40 grade | sqm | 788
8537 | 25 mm thick Non slippery reflective type designer paving tile ,M 30 grade | sqm | 683
8561 | Extruded polystyene rigid insulation board 50mm thick | sqm | 570
8589 | Calcium Silicate tegular edged celling tiles | Sqm | 901
8590 | Galvanised Steel main Tee ceiling section Size | Each | 140
8591 | Galvanised Steel perimeter wall Angle Size 24 x | Each | 140
8592 | Galvanised Steel intermediate cross T section | each | 140
8593 | Galvanised Steel intermediate cross T section | each | 140
8595 | Wooden screws with plastic rawl plugs 35mm x8mm | each | 140
8596 | Galvanised iron 8mm Outer Diameter M-6 dash fastener 50 mm long | each | 44
8611 | Main T ceiling sections 24x38x0.3 mm (3 metre long) | each | 230
8612 | Perimeter wall angle 21x21x0.3mm (3 metre long) | each | 145
8613 | Intermediate cross T-section 24x25x0.3mm (1.2 mtrs long) | each | 87
8614 | Intermediate cross T-section 24x25x0.3mm (0.6 mtrs long) | each | 41
8615 | Hanger rod 0.5 mm thick | each | 12
8616 | Adjustment clip | each | 6
8617 | Soffit cleat | each | 3
8618 | Dash fastener 6 mm dia 50 mm long | each | 12
8619 | alvanised iron L-Shape level Adjuster | each | 17
8620 | Vitrified floor tile 50x50 cm | sqm | 463
8621 | Vitrified floor tile 60x60 cm | sqm | 566
8622 | Vitrified floor tile 80x80 cm | sqm | 766
8623 | Vitrified floor tile 100x100 cm | sqm | 809
8625 | Poly propylene- Random - Co - Polymer (PPR) pipes SDR 7.4 - 16 Outer dia | metre | 52
8626 | Poly propylene - Random - Co - polymer (PPR) pipes SDR 7.4 - 20mm Outer dia. | metre | 69
8627 | Poly propylene - Random - Co - polymer (PPR) pipes SDR 7.4 - 25mm Outer dia. | metre | 116
8628 | Poly propylene - Random - Co - polymer (PPR) pipes SDR 7.4 - 32mm Outer dia. | metre | 185
8629 | Poly propylene - Random - Co - polymer (PPR) pipes SDR 7.4 - 40mm Outer dia. | metre | 280
8630 | Poly propylene - Random - Co - polymer (PPR) pipes SDR 7.4 - 50mm Outer dia. | metre | 430
8631 | Poly propylene - Random - Co - polymer (PPR) pipes SDR 7.4 - 63mm Outer dia. | metre | 650
8632 | Poly propylene - Random - Co - polymer (PPR) pipes SDR 7.4 - 75mm Outer dia. | metre | 805
8633 | Poly propylene - Random - Co - polymer (PPR) pipes SDR 7.4 - 90mm Outer dia. | metre | 1285
8634 | Poly propylene - Random - Co - polymer (PPR) pipes SDR - 11 - 110mm Outer dia. | metre | 1345
8635 | Poly propylene - Random - Co - polymer (PPR) pipes SDR - 11- 160mm Outer dia. | metre | 2835
8636 | Chlorinated Polyvinyl - chloride (CPVC) pipe 15 mm outer dia. | metre | 73
8637 | Chlorinated Polyvinyl - chloride (CPVC) pipe 20 mm outer dia. | metre | 91
8638 | Chlorinated Polyvinyl - chloride (CPVC) pipe 25 mm outer dia. | metre | 130
8639 | Chlorinated Polyvinyl - chloride (CPVC) pipe 32 mm outer dia. | metre | 181
8640 | Chlorinated Polyvinyl - chloride (CPVC) pipe 40 mm outer dia. | metre | 285
8641 | Chlorinated Polyvinyl - chloride (CPVC) pipe 50 mm outer dia. | metre | 410
8642 | Chlorinated Polyvinyl - chloride (CPVC) pipe 62.5mm inner dia. | metre | 1140
8643 | Chlorinated Polyvinyl - chloride (CPVC) pipe 75 mm inner dia. | metre | 1500
8644 | Chlorinated Polyvinyl - chloride (CPVC) pipe 100 mm inner dia. | metre | 2080
8645 | Chlorinated Polyvinyl - chloride (CPVC) pipe 150 mm inner dia. | metre | 3625
8646 | Silicon sealant. | cartridge | 360
8647 | Stainless steel screws 30mmx4mm | cent | 550
8648 | Intermediate cross T-section 24x25x0.3mm (0.6 mtrs long) | each | 3780
8649 | Stainless steel (SS 304 grade) adjustable friction window stay. 205 x 19mm | each | 185
8650 | Stainless steel (SS 304 grade) adjustable friction window stay 255 x 19mm | each | 205
8651 | Stainless steel (SS 304 grade) adjustable friction window stay. 355 x 19mm | each | 265
8652 | Stainless steel (SS 304 grade) adjustable friction window stay. 510 x 19mm | each | 495
8653 | Stainless steel (SS 304 grade) adjustable friction window stay. 710 x 19mm | each | 910
8654 | Masking tape. | metre | 9
8655 | Autoclaved aerated cement (AAC) blocks. | cum | 2550
8656 | Gypsum panel 666 X 500 X 100 mm size. | sqm | 810
8657 | Bonding Plaster for Gypsum Panel | kg | 92
8658 | Mechanised Autoclaved flyash lime bricks 100 | 1000 Nos. | 5200
8659 | Water proof ply 12mm thick. | Sqm. | 1650
8660 | Aluminium casement window fastner (Anodised AC 15 ) | each | 90
8661 | Aluminium casement window fastner (powder coated ). | each | 105
8662 | Aluminium casement window fastner (polyester powder coated). | each | 115
8663 | Aluminium round shape handle (anodised AC 15) | each | 140
8664 | Aluminium round shape handle (powder coated) | each | 165
8665 | Aluminium round shape handle (polyester powder coated). | each | 195
8666 | Stainless steel screws 25mm x4mm | cent | 145
8667 | UV stabilised 2 mm thick plain FRP sheet . | sqm | 745
8668 | UV stabilised 3 mm thick plain FRP sheet . | sqm | 1120
8669 | Manglore ridge tiles .........x.......mm 20mm thick. | each | 41
8670 | Manglore tiles .........x.......mm 20mm thick. | each | 23
8671 | Precoated galvanised iron profile sheet 0.50 mm TCT | sqm | 440
8672 | Precoated galvanised steel plain ridges. | metre | 440
8673 | Precoated galvanised steel flashings/aprons. | metre | 440
8674 | Precoated galvanised steel gutter | metre | 480
8675 | Precoated galvanised steel north light curves. | metre | 480
8676 | Precoated galvanised steel barge board. | metre | 440
8677 | Precoated galvanised steel crimp curve | sqm | 560
8678 | 1mm thick 35mm wide bright finished stainless steel piano hinges . | metre | 110
8683 | Red sand stone gang saw cut 30mm thick. | sqm | 460
8684 | White sand stone gang saw cut 30mm thick. | sqm | 750
8685 | Delinator | each | 800
8686 | Precast C.C. Kerb stone M - 25 | cum | 4800
8687 | Thermoplastic paint | kg | 100
8688 | Glass beads | kg | 120
8689 | Interlocking C.C. paver block ( 60 mm thick, M-30 ) | sqm | 578
8690 | High intensity retro - reflective sheet. | sqm | 1950
8691 | Punched tape concertina coil 600 m dia. 10m openable length (Total length 90m) | bundle | 1050
8692 | RBT reinforced barbed wire. | metre | 20
8693 | Turn buckle and strengthening bolt. | each set | 50
8694 | Precast pavement slab 450 x 450 x 50mm (M - 30). | each | 60
8695 | Chain link fabric fancing mesh of size 50x50mm made of G.I. wire of dia. 3.15mm. | sqm | 210
8696 | Chain link fabric fancing mesh of size 75x75mm made of G.I. wire of dia. 3.15mm. | sqm | 160
8697 | Chain link fabric fancing mesh of size 100x100mm made of G.I. wire of dia. 3.15mm. | sqm | 120
8698 | Stainless steel cramps with nuts, bolts and washer for dry stone cladding . | each | 280
8699 | 8 mm thick tapered edge calcium silicate board . | sqm | 350
8700 | 10 mm thick calcium silicate board. | sqm | 430
8701 | Chain link fabric fancing mesh of size 150x150mm made of G.I. wire of dia. 3.15mm. | sqm | 110
8703 | Telescopic drawer channels 300mm long . | set | 450
8704 | Stainless steel roller for sliding arrangment in racks/ cupboards/ cabinets shutter . | each | 29
8705 | 50mmX42mmX2mm thick Factory made door frame of PVC extruded sections in white, grey or wooden finish | metre | 210
8706 | 25mm thick factory made PVC flash foor shutter i/c carriage. | sqm | 2800
8707 | Factory made glass reinforced plastic door frame 90x45 mm i/c carriage. | metre | 450
8708 | 30 mm thick factory madeglass fiber reinforced plastic panel door shutter i/c carriage. | sqm | 3200
8710 | Factory made solid PVC door frame 60 x 30mm i/c carriage. | metre | 600
8711 | 28mm factory made solid PVC panel door shutteri/c carriage. | sqm | 3200
8713 | Fiber glass reinforced plastic chajja. | sqm | 4900
8714 | Magenatic catcher triple strip verticle type. | each | 105
8715 | Magenatic catcher double strip horizontal type. | each | 90
8716 | Mortice lock of approved make Godrej or equivalent with pair of CP handles | each | 2850
8717 | 12.5 mm thick Glass fibre reinforced Gypsum board . | sqm | 450
8718 | Almirah lock of approved make Godrej or equivalent | each | 400
8719 | 2nd class teak wood lipping/ moulded beadibg or Taj beading of size 18X5mm | metre | 50
8720 | Ceiling sections 0.55 mm thick having a knurled web of 51.55mm and two flanges of 26mm each with lips of 10.55mm. | metre | 85
8721 | Perimeter channel having one flange of 20mm and another flange of 30mm with thickness of 0.55mm and web of length 27mm. | metre | 90
8722 | Nylon sleeves & wooden screws (40mm) | each | 3
8723 | Counter sunk ribbed head screw 25mm. | cent | 105
8724 | 12mm thick marine plywood conforming to IS:710 | sqm | 1500
8725 | 12mm thick fire retardant plywood conforming to IS: 5509. | sqm | 1280
8726 | 1.5mm thick decorative laminated sheet | sqm | 800
8727 | 1.0mm thick decorative laminated sheet | sqm | 650
8730 | 30 mm thick factory made glass fiber reinforced plastic flush door shutter | sqm | 2700
8731 | High polymer modified quickset tile adhesive. | per kg | 50
8732 | synthetic Fiber 6mm / 12mm | per pack of 125 gm | 45
8733 | Welded mesh 50x50x2.1 mm | sqm | 205
8734 | Welded mesh 50x25x2.1 mm | sqm | 230
8735 | Welded mesh 25x25x2.1 mm | sqm | 260
8736 | Expended metal size 20 - 25 mm size 18swg | sqm | 235
8737 | Steel pipe 80x40 16 gauge | Qtl | 8750
8738 | Steel pipe 50x25 18 gauge | Qtl | 8850
8739 | UV stabilised 5 mm thick plain FRP sheet . | sqm | 1350
8740 | Acoustical fine fissured tiles/ Mineral fibre high density tiles | Sqm | 850
8741 | Glass Fibre Reinforced Gypsum False ceiling tiles | Sqm | 1150
8742 | Earthen pots | Each | 12
8743 | Disc for floater | Each | 6930
8744 | Trowel blades | Each | 6930
8745 | Filter mats | Each | 14000
8746 | Top mat | Each | 41600
8747 | Concrete Cutter diamond saw | Each | 5300
8748 | Designer polished CC tiles | Sqm | 650
8749 | 8mm thick laminated floor | Sqm | 1850
8750 | 89 mm wide having both side laminations | Rm | 700
8751 | transaction/adaptation profile | Rm | 550
8752 | Alumium grill (size 7.5mm x 6.0mm and opening of size 102mm x 99mm) | Sqm | 1100
8753 | Y & H section | Rm | 90
8754 | Anodising 15 microns on aluminium sections for grill | Sqm | 700
8755 | Powder coating aluminum for grill | Sqm | 850
8756 | Polyester Powder coating for grill | Sqm | 950
8757 | SS wire gauge | Sqm | 550
8758 | Vertical blinds | Sqm | 1400
8759 | Horizontal blinds /Venation blind | Sqm | 1500
8760 | Drapery rod (20 gauge, 25.4 mm diameter) | Rm | 250
8761 | Sun control film | sqm | 650
8762 | Polysulphide | Kg | 650
8763 | Primer | Lt | 1300
8764 | Backup rod | Rm | 60
8765 | Masking tape, thiner | Rm | 60
8766 | Door frame RCC Size 75x50 mm | Rm | 70
8767 | Door frame RCC Size 75 x 75mm | Rm | 85
8768 | Door frame RCC Size 100 x 75mm | Rm | 90
8769 | Door frame RCC Size 125 x 75mm | Rm | 98
8770 | Stone Door frame single paitam Size 75 x 60mm | Rm | 87
8771 | Stone Door frame single paitam Size 75 x 75mm | Rm | 98
8772 | Stone Door frame single paitam Size 100 x 60mm | Rm | 125
8773 | Stone Door frame single paitam Size 100x 75mm | Rm | 160
8774 | Stone Door frame single paitam Size 125 x 100mm | Rm | 175
8775 | Stone Door frame Double paitam Size 100x 75mm | Rm | 150
8776 | Stone Door frame Double paitam Size 125 x 100mm | Rm | 200
8777 | PVC sheet 1 mm | sqm | 420
8778 | PVC sheet 1.5 mm | sqm | 500
8779 | PVC sheet 2 mm | sqm | 560
8780 | Melamine polish | Lt | 450
8781 | Melamine polish | Lt | 350
8782 | PW 6250 (PANEL) | Sqm | 555
8783 | PW 928 (PERIMETER SECTION) | Rm | 46
8784 | M.S. PIPE(20x20MM)WITH PRIMER COATING | Rm | 48
8785 | PW 10150 (PANEL) | Sqm | 785
8786 | PW 1228 (PERIMETER SECTION) | Rm | 68
8800 | Imidacloprid 30.5% EC | Ltr. | 3850
8801 | Termitubes | Rmt. | 11
8802 | Junction Box for antitermite work | Each | 660
8803 | Autoclave aerated blocks of Conforming to Grade-I | cum | 3080
8804 | polymer modified adhesive mortar | Kg. | 15
8805 | Hand Grinder for groove cutting | metre | 330
8806 | Heavy Duty Vitrified Polished Digital tiles 60x60 cm | sqm | 745
8807 | Heavy Duty Vitrified Polished Digital tiles 60x120 cm | sqm | 1220
8808 | Heavy Duty Vitrified glazed MAT tiles 60x60 cm | sqm | 1016
8809 | Heavy Duty Vitrified glazed MAT tiles 60x120 cm | sqm | 1422
8810 | Heavy Duty Vitrified Double Charged tiles 60x60 cm | sqm | 813
8811 | Heavy Duty Vitrified Double Charged tiles 80x80 cm | sqm | 1016
8812 | Heavy Duty Vitrified Double Charged tiles 100x100 cm | sqm | 1151
8813 | 19mm thick BWP block board | sqm | 968
8814 | Front side finishing with 4mm thick teak veneer | sqm | 860
8815 | Outer Bidding 35mm x 12mm | Rmt. | 70
8816 | Brass Lock | each | 200
8817 | 4.0mm thick veneer | sqm | 1100
8818 | 6.00mm thick veneer | sqm | 1350
8819 | S.S. Rod pipe 30mm | Rmt. | 300
8820 | S.S. Rod pipe 30mm (Bracket) | Each | 100
8821 | Stainless steel (Grade-304)hollow section round/square tubes | Kg. | 275
8821(a) | Stainless steel (Grade-204)hollow section round/square tubes | Kg | 200
8822 | Stainless steel bolts/square bar and plates | Kg. | 130
8823 | GI metal Tile Lay-in Plain Tegular edge global white color tiles of size 595x595mm and 0.5mm thick | Sqm | 825
8824 | Main T Ceiling sections 24x38x0.3mm (3 metre long) | Each | 205
8825 | Perimeter wall angle 24x24x0.3mm(3 metre long) | Each | 130
8826 | Intermediate cross T-ection 24x25x0.3mm (1.2 m long) on grid for cut outs | Each | 80
8827 | Intermediate cross T-Section 24x25x0.3 mm (0.6 m long) on grid for cut outs | Each | 37
8828 | Hanger rod 4mm thick | Each | 8
8829 | Adjustment clip 85x30x0.8mm | Each | 7
8830 | Soffit cleat (Size 27x37x25x1.60mm) | Each | 3
8831 | Dash Hold fastener 12.5 mm dia 50 mm long | Each | 42
8832 | GI metal Tile Lay-in Perforated Tegular edge global white color tiles of size 595x595mm and 0.5mm thick | sqm | 935
8833 | Mineral Fibre Anti Bacterial Suspended beveled tegular edge ceiling tiles | Sqm | 945
8834 | G.I. Main Runner 15mm x 32mm 3000 mm Length 0.33 mm thick | Each | 195
8835 | G.I. Cross Tee 15mm x 32mm 1200 mm Length 0.33 mm thick | Each | 81
8836 | G.I. Cross Tee 15mm x 32mm 600 mm Length 0.33 mm thick | Each | 41
8837 | Mineral Fibre Acoustical Suspended beveled tegular edge ceiling tiles | Sqm | 865
8838 | Primer (10 Sqm. P.Ltr in to Coats) | Ltr. | 140
8839 | for putty Choke Mitty | kg | 15
8840 | Linseed oil | Ltr. | 250
8841 | Varnish | Ltr. | 255
8842 | Enamel Paint | Kg | 270
8843 | Valvet touch paint (5 Sqm. P.Ltr. For three coat) | Ltr. | 500
8844 | Primer (20 Sqm. In 1 Ltr. for one coat) | Ltr. | 150
8845 | Primer | Ltr. | 270
8846 | Duco Putty | kg | 190
8847 | Thinner | Ltr. | 160
8848 | Duco Paint | Ltr. | 500
8849 | Hire Charges of Spray Machine | Day | 500
8850 | Core cutting machine | day | 15000
8851 | Nano Technology 5mm Crack Filling High Strength Chemical | Liters | 400
8852 | Nano Technology Highly Hydrophobic Deep Penetrating Primer | Liters | 480
8853 | Fiber Mess Net Pasting on Roof | sqm. | 32
8854 | Nano Technology Oiliphobic Water Proof, Water Based, Breathable Coat | Liters | 600
8855 | Aerogel Green Based Thermal Insulation 1000 Micron Coating With Sri Value 102 or More | Liters | 700
8856 | Nano Technology Anti Static + Anti Stain+ Anti Skid+High Gloss Top Coat | Liters | 300
8858 | Nano Technology Degreasing Stone Cleaner, Non Acidec, Non Alcaline, Non Harmful For Cleaning of Stones, Without Damaging Stones | Liters | 350
8859 | Nano Technology Deep Penetrating Primer Deep Penetrating 2-3 MM Inside. | Liters | 350
8860 | Silicon Dioxide formulated with nano technology sol gel process, water based, UV Protection & Breathable Product- Giving Effects of water proof stone, Breathable, with no change in Stoe color, Absolutely Natural & Food Safe, No Coating visible on stone, only impregnation Material, Upto 5 mm Penetrating power | Liters | 1200
8861 | Anti Stain Treatment with nano technology with Transparent matt or high shine protective coat formulated with pure silica, Flexible in Nature for Sealing stone Joints and Making Stones anti stain, Anti Slippery with Absolutely Natural Appearance, Avoides Stone Loosing and Giving Firm Grip to Stone Facades | Liters | 700
8862 | Dow coarning 789 Weather proofing silicon | cartage | 270
8863 | Silicon Structural adhesive | Mtr. | 450
8864 | Toughened Glass 6mm thick | Sqm | 1800
8865 | sundries Backup Rod, Masking tape, spacer tape etc. | L.S. | 1.25
8866 | Polycrete wall 125x125 (main member pillar) | Mtr. | 710
8867 | Polycrete wall 20x305 (Horizontal panel) | Mtr. | 380
8868 | Alumium grill section of size 7.5mm x 6.0mm and opening of size 75mmx72mm | Sqm | 715
8869 | Alumium grill section of size 7.5mm x 6.0mm and opening of size 50mmx48mm | Sqm | 1050
8870 | Solution Required for Dry Cleaning of sofa sets | Ltr. | 900
8871 | Vacume Cleaner Shampoing/Drycleaning Machine | Hr. | 20
8872 | Tapestry cloth of Sofa set | Mtr. | 350
8873 | 100mm thick Joint less P.U. foam | sqm | 1400
8874 | 50mm thick Joint less P.U. foam | sqm | 700
8875 | 25mm thick Joint less P.U. foam | sqm | 350
8876 | Cost of jata / Dori | L.S | 1.25
8877 | Cost of Sofa Wooden Leg | Each | 83
8878 | Synthetic Carpet Carpet including 5% Wastage | P.Sqm. | 350
8879 | Chiken wire mesh | P.Sqm. | 40
8880 | Premium Quality white glazed vitreous china W.C. orissa pan (IS:2556 Mark) Size 580x440 mm. | Each | 2050
8881 | Premium Quality white glazed vitreous china Universal (anglo-Indian type) WC Pan | Each | 4990
8882 | Premium Quality WVC Wall Hunged WC Pan | Each | 11850
8883 | Double Syphonic European W.C. with mounted W.V.C. flushing cisternand seat cover (complete set) | Each | 16500
8884 | premium qulaity WVC Urinal Flat Back (small) size 440x265x315 mm. | Each | 2100
8885 | premium qulaity WVC Urinal Flat Back (large) or half stall size 590x375x390 mm. | Each | 7800
8886 | premium qulaity W.V.C. Urinal Partition plate of size 630x315 mm | Each | 2350
8887 | premium qulaity WVC Wash basin Size 550 mm x 400 mm | Each | 1750
8888 | premium qulaity WVC Wash basin with C.I. brackets | Each | 100
8889 | premium qulaity WVC Wash basin Size 550 mm x 400 mm dia for counter top. | Each | 3040
8890 | Premium quality water closet Seat Cover Solid PVC (ISI marked) grade-I White for EWC. | Each | 830
8891 | Premium quality Low level Flushing Cistern of 10 litres capacity PVC with PVC bend as per IS : 7231 | Each | 1890
8892 | Ornamental frame size 50x12 with 6mm Ply Board on Back Side | (3'+2')x2 | 78
8893 | looking Mirror 5mm thick | (3'x2') | 120
8894 | Water Proof Ply | (3'x2') | 40
8895 | Hydraulic Seat Cover for Europeon WC | each | 3850
8896 | chair for wall hung W.C. | each | 1400
8897 | Fixing Concealed cistern with Floor mounting frame and flush plate | each | 6500
8898 | New spindle for Bib cock/pillar cock | each | 80
8899 | Toilet corner Glass Shelf size 225x225mm with C.P. brass brackets | each | 1350
8900 | premium quality waste coupling 32mm half thread | Each | 1275
8901 | Premium quality Bottle trap internal portion 32mm, size 250mm long | Each | 1775
8902 | Premium Towel rack 600mm long 260mm wide with lower hangers | Each | 4000
8903 | Premium quality Angular stop cock with wall flange | Each | 1210
8904 | Premium quality Two way Bib cock with wall flange | Each | 2100
8905 | PVC Tank Cover 300 Lt. capacity | Each | 170
8906 | PVC Tank Cover 500 Lt. capacity | Each | 180
8907 | PVC Tank Cover Above 500 Lt. capacity | Each | 225
8908 | C.I. Saddle pieces 100mm dia | Each | 195
8909 | Sluice valve 100mm dia | Each | 4950
8910 | DI Pipe (Ductile iron pipe) of 100 mm dia | Meter | 850
9000 | Mechanised Autoclaved flyash lime bricks 75 | 1,000 Nos | 4500
9001 | uPVC Casement Window Frame 60x60mm with EPDM & 1.2mm thk G.I Reinforcement (BR60DA) | Meter | 420
9002 | uPVC Outward Open Sash 78x60mm with EPDM & 1.2mm thk G.I Reinforcement (SF78CDA) | Meter | uPVC Outward Open Sash 78x60mm with EPDM & 1.2mm thk G.I Reinforcement (SF78CDA)
9003 | uPVC Inward Open Sash 73x60mm with EPDM & 1.2mm thk G.I Reinforcement (FR73NDA) | Meter | uPVC Inward Open Sash 73x60mm with EPDM & 1.2mm thk G.I Reinforcement (FR73NDA)
9004 | uPVC Casement Window Fix Mullion 76x60mm with EPDM & 1.2mm thk G.I Reinforcement (SE76NDA) | Meter | 499
9005 | uPVC Single Glazing Bead 34x20 with EPDM (GB34DA) | Meter | 63
9006 | uPVC Three Track 80x52mm Sliding Window Frame (2+1 mesh shutter track) with 1.2mm thick steel reinforcement (HF80DA) | Meter | uPVC Three Track 80x52mm Sliding Window Frame (2+1 mesh shutter track) with 1.2mm thick steel reinforcement (HF80DA)
9007 | uPVC Three Track 80x52mm Sliding Window Frame (2+1 mesh shutter track) with aluminium rail & 1.2mm thick steel reinforcement (HF80DA) | Meter | uPVC Three Track 80x52mm Sliding Window Frame (2+1 mesh shutter track) with aluminium rail & 1.2mm thick steel reinforcement (HF80DA)
9008 | uPVC Sliding Window Sash 54x38mm with EPDM, wool pie & 1.2mm thick steel reinforcement (SF54DA) | Meter | uPVC Sliding Window Sash 54x38mm with EPDM, wool pie & 1.2mm thick steel reinforcement (SF54DA)
9009 | uPVC Sliding Window Mash shutter Sash 52x21.5mm with 1.2mm thick steel reinforcement (MF52DA) | Meter | uPVC Sliding Window Mash shutter Sash 52x21.5mm with 1.2mm thick steel reinforcement (MF52DA)
9010 | uPVC Single Glazing Bead 20.5x16 with EPDM (GB21DA) | Meter | uPVC Single Glazing Bead 20.5x16 with EPDM (GB21DA)
9011 | uPVC Fix Window Frame 60x48mm with EPDM & 1.2mm thk G.I Reinforcement (BR48DA) | Meter | uPVC Fix Window Frame 60x48mm with EPDM & 1.2mm thk G.I Reinforcement (BR48DA)
9012 | uPVC Openable Door Frame 70x60mm with EPDM & 1.2mm thk G.I Reinforcement (MK60DA) | Meter | uPVC Openable Door Frame 70x60mm with EPDM & 1.2mm thk G.I Reinforcement (MK60DA)
9013 | uPVC Door Sash 106x60mm with EPDM & 1.2mm thk G.I Reinforcement (SF106DA) | Meter | uPVC Door Sash 106x60mm with EPDM & 1.2mm thk G.I Reinforcement (SF106DA)
9014 | uPVC Two Track 62x60mm Sliding Door Frame with 1.2mm thick steel reinforcement (HF62DA) | Meter | uPVC Two Track 62x60mm Sliding Door Frame with 1.2mm thick steel reinforcement (HF62DA)
9015 | uPVC Two Track 62x60mm Sliding Door Frame with aluminium rail & 1.2mm thick steel reinforcement (HF62DA) | Meter | uPVC Two Track 62x60mm Sliding Door Frame with aluminium rail & 1.2mm thick steel reinforcement (HF62DA)
9016 | uPVC Sliding Door Sash 66x42mm with EPDM, wool pie & 1.2mm thick steel reinforcement (SF66DA) | Meter | uPVC Sliding Door Sash 66x42mm with EPDM, wool pie & 1.2mm thick steel reinforcement (SF66DA)
9017 | uPVC Sliding Door Mash shutter Sash 50x26.5mm with 1.2mm thick steel reinforcement (MF50DA) | Meter | uPVC Sliding Door Mash shutter Sash 50x26.5mm with 1.2mm thick steel reinforcement (MF50DA)
9018 | uPVC Single Glazing Bead 24.5x16 with EPDM (GB25DA) | Meter | uPVC Single Glazing Bead 24.5x16 with EPDM (GB25DA)
9019 | uPVC Three Track Sliding Door Frame 95.5x60mm with 1.2mm thick steel reinforcement (HF95NDA) | Meter | uPVC Three Track Sliding Door Frame 95.5x60mm with 1.2mm thick steel reinforcement (HF95NDA)
9020 | uPVC Three Track Sliding Door Frame 95.5x60mm with aluminium rail & 1.2mm thick steel reinforcement (HF95NDA) | Meter | uPVC Three Track Sliding Door Frame 95.5x60mm with aluminium rail & 1.2mm thick steel reinforcement (HF95NDA)
9021 | 12" Friction Hinge 2.5mm thick SS301 Grade (Set of 2 Pcs.) | Per Set | 12" Friction Hinge 2.5mm thick SS301 Grade (Set of 2 Pcs.)
9022 | Multipoint Transmission Gear (ESPAG) with white finish powder coated handle | Per. Pc. | 635
9023 | 5mm Thick Float Glass (ISI make) | Sq. Mtr. | 509
9024 | Single Wheel Pully (Sliding Roller) | Per Pc. | Single Wheel Pully (Sliding Roller)
9025 | Touch Lock System with Keep for Sliding Window | Per Pc. | Touch Lock System with Keep for Sliding Window
9026 | Fiber/Nylon Mesh for M.Mesh Shutter | Sq. Mtr. | Fiber/Nylon Mesh for M.Mesh Shutter
9027 | Door Butt Hinge (Load Bearing white powder coated) | Per Pc. | Door Butt Hinge (Load Bearing white powder coated)
9028 | Multipoint Door Transmission Gear (ESPAG) with white finish powder coated lockable handle | Per Pc. | Multipoint Door Transmission Gear (ESPAG) with white finish powder coated lockable handle
9029 | Double Wheel Pully (Sliding Door Roller) | Per Pc. | Double Wheel Pully (Sliding Door Roller)
9030 | Multipoint Sliding Door Transmission Gear (ESPAG) with white finish powder coated POP-UP handle | Per Pc. | Multipoint Sliding Door Transmission Gear (ESPAG) with white finish powder coated POP-UP handle
9050 | Labour & Manufacturing Charges (Cutting, Drilling, Welding, Trimming, Cleaning, Glass & Hardware Fixing & Packing) | Sq. Mtr. | 572
9051 | uPVC Window & Door Site Installation Labour (Unloading, assembling & fixing, silicon applicaton & cleaning) | Sq. Mtr. | 347
9052 | Bectokill chemical | Ltr | 1549
9053 | UV tube | Each | 7980
9054 | 6 mm thick tapered edge calcium silicate board/tile | sqm | 300
9055 | 6 mm thick calcium silicate perforated tile/board | sqm | 450
9056 | 8 mm thick calcium silicate perforated tile/board | sqm | 575
9100 | C.P. Brass flush Valve Economy model 25 mm. | each | 1750
9101 | C.P. Brass flush Valve Economy model 32 mm. | each | 3600
9102 | C.P. Pillar Cock 15 mm nominal size | each | 870
9103 | Vitreous china flat back wash basin Size 510 mm x 440 mm | each | 997
9104 | Vitreous china flat back wash basin Size 580 mm x 430 mm | each | 1200
9105 | Vitreous china flat back wash basin Size 610 mm x 510 mm | each | 1926
9106 | Vitreous china flat back wash basin Size 400 mm x 400 mm corner | each | 901
9107 | Vitreous china counter top wash basin Size 410 dia | each | 1588
9108 | Vitreous china counter top wash basin Size 550 mm x 400 mm dia | each | 1588
9109 | Vitreous china counter top wash basin Size 630 mm x 500 mm dia | each | 1690
9110 | terrazzo (Mosaic) wash hand basin size 450 mm x 280 mm. | each | 370
9111 | terrazzo (Mosaic) wash hand basin size 550 mm x 400 mm. | each | 420
9112 | Bottle Trap C.P. Brass 32 mm | each | 750
9113 | Bottle Trap C.P. Brass 40 mm | each | 860
9114 | Bottle Trap Synthetic Material (PTMT) 32 mm. | each | 500
9115 | Bottle Trap Synthetic Material (PTMT) 40 mm. | each | 600
9116 | Bottle Trap PVC | each | 260
9117 | Grating Stainless Steel Sheet size 125mm dia. | each | 70
9118 | Grating Stainless Steel Sheet size 125mm dia. Heavy Quality | each | 90
9119 | Grating Synthetic Material(PTMT) of approved quality/make size 125mm dia | each | 110
9120 | Grating Synthetic Material(PTMT) of approved quality/make size 150mm dia | each | 120
9121 | Grating Square 150 x 150 x 8mm. (Anti Cockroach) | each | 400
9122 | Grating C.P. brass with frame (Heavy) & superior quality size 125mm dia. | each | 300
9123 | Grating C.P. brass with frame Light & superior quality size 125mm dia | each | 90
9124 | Grating Cast Iron. | each | 200
9125 | Liquid Soap Container C.P. brass | each | 550
9126 | Liquid Soap Container Synthetic Material | each | 350
9127 | Tooth Paste & Brush Holder C.P. brass | each | 350
9128 | Tooth Paste & Brush Holder C.P. brass (Heavy and Superior quality.) | each | 500
9129 | Tooth Paste & Brush Holder Stainless Steel | each | 400
9130 | Toilet Paper Holder with rod C.P. brass | each | 400
9131 | Toilet Paper Holder with rod C.P. brass heavy & Superior quality. | each | 850
9132 | Toilet Paper Holder with rod WVC (1stquality, ISI Marked) recessed size 150x150mm. | each | 250
9133 | Toilet Paper Holder with rod WVC (1stquality, ISI Marked) size 150x150mm .Exposed | each | 220
9134 | Soap Dish or Tray C.P. brass | each | 315
9135 | Soap Dish or Tray C.P. brass heavy and superior quality. | each | 205
9136 | Soap Dish or Tray WVC (1st Quality, ISI Marked) recessed size 150 x 150 mm. | each | 230
9137 | Soap Dish or Tray WVC (1st Quality, ISI Marked) recessed size 200 x100mm. | each | 450
9138 | Soap Tray WVC (1st Quality, ISI Marked) size 200 x100mm. | each | 390
9139 | Soap Dish WVC (1st Quality, ISI Marked) size 380mm. | each | 450
9140 | Twin- peg C.P. brass | each | 89
9141 | Twin- peg C.P. brass (heavy)Superior quality | each | 190
9142 | Twin- peg Acrylic | each | 90
9151 | Shower arm 15mm dia C.P.brass heavy & superior quality 150mm Projection. | each | 230
9152 | Shower arm 15mm dia C.P.brass heavy & superior quality 220mm Projection. | each | 430
9153 | Shower arm 15mm dia C.P.brass heavy & superior quality 300mm Projection. | each | 375
9154 | Shower arm 15mm dia C.P.brass heavy & superior quality 370mm Projection. | each | 470
9155 | Bath Shower C.P. brass fixed. | each | 163
9156 | Bath Shower C.P. brass of Heavy & superior quality 150mm. | each | 450
9157 | Bath Shower C.P. brass of Heavy & superior quality, revolving with adjustable key 150mm. | each | 520
9158 | Extension Pipe for bib cock C.P. brass of Heavy & Superior quality 50x15mm | each | 125
9159 | Extension Pipe for bib cock C.P. brass of Heavy & Superior quality 100x15mm | each | 140
9160 | Extension Pipe for bib cock C.P. brass of Heavy & Superior quality 150x15mm | each | 230
9161 | Acrylic Toilet accessories set consisting of Towel rail, shelf, towel ring, soap dish, paste & brush holder & twin peg | each | 2200
9162 | Jet spray for water closet with C.P. Copper Tube flange | each | 670
9163 | C.P.flange for 15mm dia taps. | each | 30
9164 | C.P. Health Faucet with 1Mtr. Long Tube & Hook | each | 900
9165 | C.P. brass Urinal Spreader for Large Urinal of heavy duty | each | 930
9166 | P.V.C. Cistern fittings (Syphon, Ball cock & Handle Set) | Set | 450
9996 | Carriage & sundries | L.S. | 1.25
9997 | Water charge |  | 1%
9998 | Contractor profit & overhead |  | 10%
9999 | Sundries | L.S. | 1.25

## G-4-1
CHAPTER : G-4.1 : CARRIAGE OF MATERIALS
NOTE
1 | Rates are for net quantities after deduction of voids
2 | Part of Km beyond 1 Km. will be treated as under :
1.499 = 1.00 Km. ; 1.500 Km. = 2.00 Km
3 | The rates are inclusive of loading and unloading
4 | The rates are inclusive of stacking. If stacking is not required, no deduction is to be done.
Ch Code No. | Description | Unit | Rates
|  |  | Up to 50 M | Add for each 50 M (upto 500 M) | For 500 M (0.5 Km.) | For 1 Km. | Add for each 1 Km beyond Ist Km (upto 5 Km.) | For 5 Km. | Add for each 1 Km beyond 5 Km (upto 10 Km.) | For 10 Km. | Add for each 1 Km beyond 10 Km (upto 20 Km.) | For 20 Km. | Add for each 1 Km beyond 20 Km
1 | 2 | 3 | 4 | 5 | 6 | 7 | 8 | 9 | 10 | 11 | 12 | 13 | 14
4.1 | Earth, Sand, Lime, Morrum manure or sludge | Cum | 23 | 4 | 59 | 80 | 9 | 125 | 8 | 165 | 8 | 240 | 7
4.2 | Building Rubbish Stone metal (Grit and ballast etc.) | Cum | 30 | 5 | 72 | 80 | 9 | 125 | 8 | 165 | 8 | 240 | 7
4.3 | Stone for Masonry work & soling | Cum | 44 | 5 | 90 | 105 | 7 | 132 | 7 | 164 | 6 | 221 | 5
4.4 | Excavated rock | Cum | 44 | 5 | 90 | 105 | 7 | 132 | 7 | 164 | 6 | 221 | 5
4.5 | Bricks | 1000 Nos | 89 | 12 | 193 | 227 | 14 | 282 | 13 | 345 | 12 | 460 | 8
4.6 | Brick Tiles | 1000 Nos | 36 | 7 | 98 | 115 | 13 | 167 | 13 | 230 | 12 | 345 | 7
4.7 | Cement, Stone blocks pipes and other heavy materials | MT | 25 | 4 | 56 | 66 | 8 | 98 | 8 | 138 | 7 | 207 | 4
4.8 | Steel, Tar bitumen , Timber and steam coal | MT | 23 | 3 | 50 | 59 | 13 | 110 | 13 | 173 | 12 | 288 | 5
4.9 | Empty bitumen drums | 10 Nos | 38 | 3 | 65 | 77 | 5 | 95 | 4 | 115 | 4 | 150 | 2
4.10 | Carriage with care Precast cement concrete blocks like Dand & kerbs etc weighing
4.10.1 | Upto 50 Kg. | Each | -- | -- | 3.95 | 4.6 | 0.4 | 6 | 0.4 | 8 | 0.35 | 11 | 0.35
4.10.2 | 51 to 70 Kg. | Each | -- | -- | 6.6 | 7.6 | 0.4 | 9 | 0.45 | 11 | 0.35 | 15 | 0.35
4.10.3 | 71 to 100 Kg. | Each | -- | -- | 8 | 9 | 0.5 | 11 | 0.5 | 14 | 0.35 | 17 | 0.35
4.11 | R.C.C. Hume Pipe with collar
4.11.1 | Dia 300 mm | Mtr. | -- | -- | 24 | 28 | 0.7 | 31 | 0.6 | 33 | 0.35 | 37 | 0.35
4.11.2 | Dia 600 mm | Mtr. | -- | -- | 61 | 72 | 2 | 80 | 1.8 | 88 | 1.4 | 102 | 0.95
4.11.3 | Dia 900 mm | Mtr. | -- | -- | 127 | 154 | 550 | 176 | 4.8 | 198 | 3.5 | 231 | 3
4.11.4 | Dia 1200mm | Mtr. | -- | -- | 193 | 231 | 550 | 253 | 4.8 | 275 | 3.5 | 308 | 3

## G-4-2
CHAPTER : G-4.2
Loading & Unloading
Chapter Code No | Description | Unit | Rate (Rs.)
1 | 2 | 3 | 4
4.12 | Loading in or unloading cement of the Railway wagons at siding and carrying the same from or into godowns adjacent to the siding, including stacking the same properly in rows upto any height as per direction of Engineer-in Charge, sweeping the wagons and screening the swept cement and filling in bags complete. | M.T. | 35
4.13 | Loading in or unloading from the Railway wagons and stacking as per the direction of Engineer-in-Charge
4.13.1 | Steel | M.T | 44
4.13.2 | G.I., C.I. R.C.C. or C.C. pipes upto 500mm dia and similar heavy materials. | M.T | 35
4.13.3 | Full bitumen drums | Each | 12
4.13.4 | Heavy materials where each piece or bundle, crate or case weight more than one tonne and R.C.C. C.I. and concrete pipes above 500 mm dia | M.T | 45
Note :- | The rates will be applicable in all cases whether material are unloaded on or loaded from railway siding or directly unloaded on or loaded from transport
No deduction shall be made from carriage rates for such direct unloading or loading
4.14 | Extra for sorting the steel size-wise inside the store yard and stacking the same for measurement within the lead of 100 meters as directed by the Engineer-in-charge | M.T | 24

## G-5
CHAPTER G-5
HIRE CHARGES OF TENT ARTICLES
NOTE : | Hire charges includes transporatation at site within Muncipal Limits, Loading, Unloading, Placing and removing complete.
Chapter Code No | Description | Unit | Rate (Rs.)
|  |  | Cost (Rs.) | Rate (Rs.)
|  |  |  | 1st Day | Subsequent days(per Day)
1 | 2 | 3 | 4 | 5 | 6
5.1 | Chairs :
5.1.1 | PVC chair | Each. | 500 | 9 | 2
| Plastic cane chair of Aluminium pipe with arms. | Each. | Deleted
5.1.2 | Steel pipe pedded chair | Each. | 1200 | 30 | 10
5.2 | Tables :
5.2.1 | Wooden Table 6' x 3' (Babool). | Each. | 800 | 25 | 7
5.2.2 | Wooden Table 6' x 2' (Babool). | Each. | 750 | 30 | 10
5.2.3 | Centre Table sunmica Top 2'x4' | Each. | 1800 | 50 | 15
5.2.4 | Centre Table Glass Top 2'x4' | Each. | 2250 | 150 | 50
5.2.5 | Peg Table Sunmica Top 1'x1' | Each. | 800 | 15 | 5
5.3 | Floor Covering :
5.3.1 | Cotton Durry (Old). | Sqm. | 18 | 2 | 0.6
5.3.2 | Cotton Durry (New). | Sqm. | 30 | 3 | 1
5.3.3 | Non woven synthtic carpet (Red/Green) (New) | Sqm. | 160 | 25 | 15
5.3.4 | Non woven synthtic carpet (Red/Green) (old) | Sqm. | 160 | 20 | 5
5.3.5 | Woolen Carpet (New). | Sqm. | 600 | 35 | 12
5.3.6 | Woolen Carpet (old). | Sqm. | 600 | 24 | 8
5.4 | White Cotton chader (Sheet) (Washed) | Sqm. | 40 | 20 | 2
5.5 | Pipe Pandal with covering ht from to 12 to 18 ft | Sqm |  | 30 | 10
5.6 | Curtain cloth (View cutter ) made out of steel pipe frame covering with good quality white cloth to cut view including making holes and made necessary strengthening support against wind pressure complete . | Sqm |  | 25 | 7
5.7 | Kanat fixed with Tent. (15'x6') | Each. | 850 | 40 | 15
5.8 | Kanat fixed without Tent. (15'x6') | Each. | 850 | 50 | 10
5.9 | 5mm Galvanised Iron (G.I) pipe 6 mtr. long with new silk flag. | Each. |  | 72 | 33
5.1 | Water Proof Tripal. | Sqm. |  | 10 | 4
5.11 | Wooden stage height 60cm.with steps complete | Sqm. |  | 48 | 12
5.12 | Wooden stage height 120 to 180 cm.with steps made of 50 mm dia iron pipe frame with adjustable height system and having smooth top wooden board complete . | Sqm. |  | 150 | 50
5.13 | Cotton mattress with white sheet (chader). | Each |  | 24 | 10
5.14 | Dunlop mattress with white chadar size 6'x3'. | Each. |  | 40 | 12
5.15 | Massand with white cover. | Each. |  | 14 | 5
5.16 | Speech Stand having Sunmica top. | Each. | 2850 | 150 | 60
5.17 | white cotton cloth cover for padded chair inculding ribbon | Each. |  | 10 | 4
Barricading
5.18 | Barricading with Sal ballies as per design including tying with vertical post by coconut strings including digging out holes in all types of soil complete in all respect with two horizontal members height 1.2 m upto 1.5m above ground level and vertical supports upto 2.5 centre and upto 3 days period including removal and cleaning the site complete in all respect & including dressing of sides and providing retro reflective tapes for traffic safety as per direction of Engineer-in charge in all types of soil. | Rmt |  | 33
5.19 | Barricading with M.S. Pipe as per design including tying with vertical post including digging out holes in all types of soil complete in all respect with two horizontal members height 1.2 m upto 1.5m above ground level and vertical supports upto 2.5 centre and upto 3 days period including removal and cleaning the site complete in all respect & including dressing of sides and providing retro reflective tapes for traffic safety as per direction of Engineer-in charge in all types of soil. | Rmt. |  | 28
5.2 | Add extra for item No. 5.18 & 5.19 in barricading for each subsequent day after 3 days | Rmt |  |  | 3
5.21 | Making of holes in cement concrete/ Bitumenous road by power driven hammer for barricating work as per direction of Engineer in charge | Each |  | 185 | -
5.22 | Hire charges for folded type two seater sofa set (cum bed) with good quality white cloth cover | Each |  | 240 | 80
5.23 | VIP Chair with cushion | Each |  | 100 | 40
5.24 | Add extra for hire charge for providing welded mesh size 25x25 mm (16SWG) over barricating (excluding hire charge of barricating) | Sqm |  | 30 | 6
5.25 | Water Proof Tent with pipe pandal supported with Bamboo/Balli /MS Pipe frame. | Sqm |  | 90 | 25
5.26 | Water proofing canopy with ornamental frill, inner ceiling & curtains
5.26 .1 | Upto size 20'x20' | Sqm |  | 175 | 40
5.26.2 | Above size 20'x20' | Sqm |  | 250 | 55
5.27 | Deluxe sofa
5.27.1 | Three Seater | Each |  | 700 | 200
5.27.2 | Two Seater | Each |  | 500 | 150
5.27.3 | Single Seater | Each |  | 300 | 100
5.28 | Chemical toilet with house keeping arrangement and providing liquid soap, tissues, comb, freshener etc. | Each |  | 6000 | 1200
5.29 | Water proof dome with truss steel strcture, inner ceiling & curtains
5.29.1 | 60' span | Sqm |  | 225 | 45
5.29.2 | 80' span | Sqm |  | 250 | 50
5.29.3 | 90' span | Sqm |  | 260 | 52
5.3 | Aluminium German Hanger Tent Roof made up of Waterproof, Fire resistant Synthetic Rubber fabric of 885 GSM. | Sqm |  | 400 | 80

## BSR_B1
CHAPTER B-1
EARTH WORK
Note : | The items in this Chapter will cover Earth Work for Building and Sanitary Work.
Chapter Code No | Description | Unit | Rate (Rs.)
1 | 2 | 3 | 4
1.1 | Earth work in surface excavation not exceeding 30cm. in depth but exceeding 1.5 meter in width as well as10 Sqm on plan including disposal of excavated earth up to 50 Mtr. and lift up to 1.5 Mtr. disposed soil to be levelled and neatly dressed : All kinds of soil | Sqm | 35
1.2 | Earth work in rough excavation, banking excavated earth in layers not exceeding 20cm in depth, breaking clods watering, rolling each layer with 1/2 tonne roller, or stone or steel rammers and rolling every 3rd and top- most layer with power roller of minimum 8-10 tonne capacity and dressing up in embankment for roads, flood banks marginal banks and guide banks or filling up ground depressions, lead up to 50 Mtr. and lift up to 1.5 Mtr.:All kinds of soil | Cum | 272
1.3 | Banking excavated earth in layers not exceeding 20cm. in depth breaking clods watering, rolling each layer with 1/2 tonne roller, or stone or steel rammers, and rolling every 3rd and top- most layer with power roller of 8-10 tonne capacity and dressing up in embankments for roads, flood banks marginal banks, and guide banks etc. lead up to 50 Mtr. and lift up to 1.5 Mtr. All kinds of soils | Cum | 171
1.4 | Deduct for not rolling with power roller of 8 to 10 tonne capacity for banking excavated earth in layers not exceeding 20 cm in depth. | Cum | 3
1.5 | Deduct for not watering the excavated earth for banking. | Cum | 12
1.6 | Earth work in excavation by mechanical means (Hydraulic excavator )/ manual means over areas (exceeding 30cm in depth. 1.5m in width as well as 10 sqm on plan) including disposal of excavated earth, lead upto 50m and lift upto 1.5 m , disposed earth to be levelled and neatly dressed : All kinds of soil | Cum | 175
1.7 | Earth work in excavation/ by mechanical means (Hydraulic Excavator)/ manual means over areas (exceeding 30 cm in depth, 1.5m in width as well as 10 sqm on plan) including disposal of excavated earth, lead upto 50 m and lift upto 1.5 m , disposed earth to be levelled and neatly dressed:
1.7.1 | Ordinary rock | Cum | 251
1.7.2 | Hard rock (requiring blasting) useful material 30% | Cum | 410
1.7.3 | Hard rock(blasting prohibited) useful material 30% | Cum | 540
1.8 | Earth work in excavation by mechanical means (Hydraulic Excavator )/ manual means in foundation trenches or drains (not exceeding 1.5 m in width or 10 sqm on plan) including dressing of sides and ramming of bottoms, lift upto 1.5 m, including taking out the excavated soil and depositing and refilling of jhiri with watering & ramming and disposal of surplus excavated soil as directed with in a lead of 50 meter. All kinds of soils | Cum | 178
1.9 | Excavation work by mechanical means (Hydraulic excavator) / manual means in foundation trenches or drains not exceeding 1.5 m in width or 10 sqm on plan including dressing of sides and ramming of bottoms lift upto 1.5 m, including getting out the excavated soil and disposal of surplus excavated soil as directed with a lead in a 50 meter including stacking of useful material if available :
1.9.1 | Ordinary rock | Cum | 268
1.9.2 | Hard rock (requiring blasting) useful material 30% | Cum | 444
1.9.3 | Hard rock(blasting prohibited) useful material 30% | Cum | 551
1.1 | Excavating trenches of required width for pipe cables, etc. including excavation for sockets, and dressing of sides, ramming of bottoms, depth up to 1.5 Mtr. including taking out the excavated soil, and then returning the soil as required in layers not exceeding 20cm in depth including consolidating each deposited layer by ramming, watering etc. and disposal of surplus excavated soil as directed within a lead of 50 Mtr.: All kinds of soil
1.10.1 | Pipes cables etc. not exceeding 80mm dia | Mtr. | 116
1.10.2 | Pipes cables, etc. exceeding 80mm dia but not exceeding 300mm dia. | Mtr. | 187
1.10.3 | Pipes, cables etc. exceeding 300mm dia but not exceeding 600mm dia. | Mtr. | 294
1.11 | Add extra for excavating trench for pipes, cables etc. in all kinds of soil for depth exceeding 1.5 Mtr. but not exceeding 3 Mtr. | Mtr. | 1.41%
1.12 | Add extra for excavating trench for pipes, cables etc. in all kinds of soil for depth exceeding 3 Mtr. but not exceeding 4.5 Mtr. | Mtr. | 3.61%
1.13 | Excavating trenches of required width for pipes cables etc. including excavation for sockets, depth up to 1.5 Mtr. including taking out the excavated materials, refilling the soil as required in layers not exceeding 20cm in depth including consolidating each deposited layers by ramming, watering etc., stacking serviceable material for measurements and disposal of unserviceable material as directed, with in a lead of 50 Mtr.
1.13.1 | ORDINARY ROCK
1.13.1.1 | Pipes cables etc. not exceeding 80mm dia | Mtr. | 162
1.13.1.2 | Pipes cables, etc. exceeding 80mm dia but not exceeding 300mm dia. | Mtr. | 399
1.13.1.3 | Pipes, cables etc. exceeding 300mm dia but not exceeding 600mm dia. | Mtr. | 458
1.13.2 | HARD ROCK (REQUIRING BLASTING) USEFUL MATERIAL 30% OF VOLUME EXCAVATED
1.13.2.1 | Pipes cables etc. not exceeding 80mm dia | Mtr. | 243
1.13.2.2 | Pipes cables, etc. exceeding 80mm dia but not exceeding 300mm dia. | Mtr. | 604
1.13.2.3 | Pipes, cables etc. exceeding 300mm dia but not exceeding 600mm dia. | Mtr. | 696
1.13.3 | HARD ROCK (BLASTING PROHIBITED) USEFUL MATERIAL 30% OF VOLUME EXCAVATED
1.13.3.1 | Pipes cables etc. not exceeding 80mm dia | Mtr. | 295
1.13.3.2 | Pipes cables, etc. exceeding 80mm dia but not exceeding 300mm dia. | Mtr. | 730
1.13.3.3 | Pipes, cables etc. exceeding 300mm dia but not exceeding 600mm dia. | Mtr. | 843
1.14 | Add extra for excavating trenches for pipes, cables, etc. in ordinary/hard rock exceeding 1.5 m in depth but not exceeding 3 m. (Rate is over corresponding basic item for depth upto 1.5 metre.) | Mtr. | 104%
1.15 | Add extra for excavating trenches for pipes, cables, etc. in ordinary/hard rock exceeding 3m in depth but not exceeding 4.5 m. (Rate is over corresponding basic item for depth upto 1.5 metre.) | Mtr. | 130%
1.16 | P & F Close timbering in trenches including strutting, shoring and packing cavities (wherever required) etc. Complete (Measurement to be taken of the face area timbered):
1.16.1 | Depth not exceeding 1.5 Mtr. | Sqm | 95
1.16.2 | Depth exceeding 1.5 Mtr. but not exceeding 3 Mtr | Sqm | 99
1.16.3 | Depth exceeding 3 Mtr. but not exceeding 4.5 Mtr | Sqm | 109
1.17 | P & F Close timbering in case of shafts, wells, soak pits, man-holes and the like including strutting, shoring and packing cavities (wherever required) etc complete (Measurement to be taken of the face area timbered):
1.17.1 | Depth not exceeding 1.5 Mtr. | Sqm | 99
1.17.2 | Depth exceeding 1.5 Mtr. but not exceeding 3 Mtr | Sqm | 107
1.17.3 | Depth exceeding 3 Mtr. but not exceeding 4.5 Mtr | Sqm | 118
1.18 | P & F Close timbering over area including strutting, shoring and packing cavities (wherever required) etc. complete (Measurement to be taken of the face area timbered):
1.18.1 | Depth not exceeding 1.5 Mtr. | Sqm | 84
1.18.2 | Depth exceeding 1.5 Mtr. but not exceeding 3 Mtr | Sqm | 89
1.18.3 | Depth exceeding 3 Mtr. but not exceeding 4.5 Mtr | Sqm | 96
1.19 | Add extra for planking, strutting and packing material for cavities (in close timbering) if required to be left permanently in position (face area of timber permanently left to be measured) | Sqm | 1254
1.2 | P & F of Open timbering in trenches including strutting, shoring complete (measurements to be taken of the face area timbered)
1.20.1 | Depth not exceeding 1.5 Mtr. | Sqm | 47
1.20.2 | Depth exceeding 1.5 Mtr. but not exceeding 3 Mtr | Sqm | 50
1.20.3 | Depth exceeding 3 Mtr. but not exceeding 4.5 Mtr | Sqm | 54
1.21 | P & F of Open timbering in case of shafts, wells, soak pits, manholes and the like including strutting, shoring complete (Measurement to be taken of the face are timbered):
1.21.1 | Depth not exceeding 1.5 Mtr. | Sqm | 41
1.21.2 | Depth exceeding 1.5 Mtr. but not exceeding 3 Mtr | Sqm | 46
1.21.3 | Depth exceeding 3 Mtr. but not exceeding 4.5 Mtr | Sqm | 53
1.22 | P & F Open timbering over area including strutting, shoring etc complete (Measurement to be taken of the face are timbered):
1.22.1 | Depth not exceeding 1.5 Mtr. | Sqm | 30
1.22.2 | Depth exceeding 1.5 Mtr. but not exceeding 3 Mtr | Sqm | 32
1.22.3 | Depth exceeding 3 Mtr. but not exceeding 4.5 Mtr | Sqm | 39
1.23 | Add extra for planking and strutting in open timbering if required to be left permanently in position (face area of timber permanently left to be measured) | Sqm | 629
1.24 | Add extra rate for quantities of works, executed :
1.24.1 | In or under water and /or liquid mud, including pumping out water as required | P.Mtr. depth | 20%
1.24.2 | In or under foul position , including pumping out water as required | P.Mtr. depth | 25%
Note :- | Note for item no. 1.24:- The extra percentage rate is applicable in respect of each item but limited to quantities of work executed in these difficult conditions. The unit, namely, metre depth, to be considered for payment, shall be the depth measured from the sub soil water level up to the centre of gravity of the qty executed in difficult condition. The depth shall be reckoned correct to 0.10m, 0.05m or more shall be taken as 0.10m and less than 0.05m ignorel.
1.25 | Filling available excavated earth (excluding rock) in trenches, plinth side of foundation etc. in layers not exceeding 20 cm. in depth, consolidating each deposited layer by ramming and watering including lead up to 50 meter and with all lift. | Cum | 64
1.26 | Add extra for foundation/trenches/drains for every additional lift of 1.5 Mtr. or part thereof in
1.26.1 | All kinds of soil | Cum | 34
1.26.2 | Ordinary or hard rock. | Cum | 61
1.27 (a) | Supplying and Filling in plinth with river sand under floors including watering ramming consolidating and dressing complete including cost of sand | Cum | 1024
1.27 (b) | Supplying and Filling in plinth with blown sand under floors including watering ramming consolidating and dressing complete including cost of sand. | Cum | 450
1.28 | Surface dressing of the ground including removing vegetation and inequalities not exceeding 15cm deep and disposal of rubbish lead up to 50 Mtr. and lift up to 1.5 Mtr. : All kinds of soil | Sqm | 9
1.29 | Ploughing the existing ground to a depth of 15 cm to 25 cm and watering the same : All kinds of soil | Sqm | 9
1.3 | Excavating holes upto 0.5 cum including getting out the excavated soil, then returning the soil as required in layers not exceeding 20 cm in depth, including consolidating each deposited layer by ramming, watering etc, disposing of surplus excavted soil; as directed within a lead of 50 m and lift to 1.5 m
1.30.1 | All kinds of soil | Cum | 94
1.30.2 | Ordinary rock | Cum | 135
1.30.3 | Hard rock (requiring blasting) useful material 30% | Cum | 243
1.30.4 | Hard rock(blasting prohibited) useful material 30% | Cum | 296
1.31 | Clearing jungle including uprooting of rank vegetation, grass, brush wood, trees and saplings of girth upto 30 cm measured at a height of 1 m above ground level and removal of rubbish upto a distance of 50 m outside the periphery of the area cleared. | Sqm | 5
1.32 | Clearing grass and removal of the rubbish upto a distance of 50 m outside the periphery of the area cleared. | Sqm | 2
1.33 | Felling trees of the girth (measured at a height of 1 m above ground level) including cutting of trunks and branches removing the roots and stacking of serviceable material and disposal of unserviceable material.
1.33.1 | Beyound 30 cm girth upto including 60 cm girth | Each | 140
1.33.2 | Beyound 60 cm girth upto including 120 cm girth | Each | 620
1.33.3 | Beyound 120 cm girth upto including 240 cm girth | Each | 2875
1.33.4 | Above 240 cm girth | Each | 5768
1.34 | Supplying chemical emulsion in sealed containers including delivery as specified. Chlorpyriphos/Lindane emulsifiable concentrate of 20% | litre | 243
1.35 | Diluting and injecting by hand operated pressure pumps chemical Emulsion timber ground treatment [TCGT] in ratio 1: 2 as per manufacturers specification for POST CONSTRUCTIONAL Anti-termite treatment (as per IS 6313) part - III 1971 as amended from time to time) (excluding the cost of chemical emulsion) :
1.35.1 | Along external wall where the apron is not provided using chemical emulsion @ 7.5 litres / sqm of the vertical surface of the substructure to a depth of 300mm including excavation channel along the wall & rodding etc. complete : With Chlorpyriphos/Lindane E.C. 20% with 1% concentration | metre | 12
1.35.2 | Along the external wall below concrete or masonry apron using chemical emulsion @ 2.25 litres per linear metre including drilling and plugging holes etc. With Chlorpyriphos/Lindane E.C. 20% with 1% concentration | metre | 17
1.35.3 | Treatment of soil under existing floors using chemical emulsion @ one litre per hole, 300 mm apart including drilling 12 mm diameter holes and plugging with cement mortar 1 :2 (1 cement : 2 Coarse sand) to match the existing floor. With Chlorpyriphos/Lindane E.C. 20% with 1% concentration | sqm | 87
1.35.4 | Treatment of existing masonry using chemical emulsion@ one litre per hole at 300mm interval including drilling holes at 45 degree and plugging them with cement mortar 1:2(1 cement : 2 coarse sand) to the full depth of the hole. With Chlorpyriphos/Lindane E.C. 20% with 1% concentration | metre | 13
1.35.5 | Treatment at points of contact of wood work by chemical emulsion Chlorpyriphos/Lindane (in oil or kerosene based solution) @ 0.5 litres per hole by drilling 6 mm dia holes at downward angle of 45 degree at 150mm centre to centre and sealing the same. With Chlorpyriphos/Lindane E.C. 20% with 1% concentration | metre | 124
1.36 | Diluting and injection Chloropyrifos Emulsifiable concentrate 20% with 1% concentration for PRE-CONSTRUCTIONAL Anti termite treatment as per IS 6313 part III as amended from time to time and creating a continuous chemical barrier under and around the column pits, wall trenches, basement excavation, top surface of plinth filling, junction of wall and floor along the external perimeter of building expansion joints, over the top surface of consolidated earth of which aproch is to be laid surrounding of pipes and conduits etc. complete as per specification (Plinth floor area only shall be measured for payment and excluding the cost of chemical emulsion) . | sqm | 47
1.37 | Drilling borehole and conducting standard penetration test from ground level and upto the depth given below or upto refusal whichever occurs earlier as per IS:2131-1981 and IS 2132-1986.The work also includes the determination of Safe Bearing Bearing capacity as per IS:6403-1981 and IS:8009-1976 from disturrbed and undisturbed samples. The following properties should be also reported as per related IS codes .The whole work should be done as per direction given by Engineerand -in-charge and upto satisfaction of Engineer in Charge.
(i) | Grain Size Anaylsis
(ii) | Atterberg's Limit
(iii) | Bulk Density
(iv) | Moisture Cotent
(v) | Specific Gravity
(vi) | Shear Parameters including Cohesion and Angle of Internal Friction
(a) | Upto 6m depth | Each | 8635
(b) | upto 10m depth | Each | 11550
1.38 | Anti-termite treatment of existing floor and wall using Imidacloprid 30.5% EC non repellent, odorless, low dose, environimentally safe Termiticide with rapid action non corrosive stain free, by injecting the emulsion as per specification and plugging with cement mortar 1:2 ( 1 cement : 2 coarse sand) in the whole floor area. The pesticide emulsion of imidacloprid 30.5% EC mixed with water in the ration of 1:474 will be pumped by a motorized spray pump specified manner. The net floor and wall area treated will be measured for payment. | Sqm | 90
1.39 | Anti termite treatment of floor using Imidacloprid 30.5% EC non repellent, odorless, low dose, environmentally safe terniticide with rapid action non corrosive stain free, by drilling 12mm diameter holes 300mm apart injecting the emulsion as per specification and plugging with cement mortar 1:2 ( 1 cement : 2 coarse sand) in the whole floor area DPE 12mm dia termitube system with required number of junction boxes are to be installed. The termitube will run all along the perimeter wall both inside and outside. In the middle area the termitube to be installed at an interval of 1.00 Mtr. or less both ways as required with sufficient number of junction boxes to pump the emulsion. After successful testing of termitube, pesticide emulsion of imidacloprid 30.5% EC mixed with water in the ration of 1:474 will be pumped by a motorized spray pump from the junction box in specified manner. The plinth area of the area treated will be measured for payment. | Sqm | 216
44373.8402

## BSR_B2
CHAPTER B-2
MORTAR
NOTE :
1 | Complete rate for mortar is inclusive of cost of material, T & P & cost of water with all leads and lifts involved.
2 | Compressive strength of mortars shall be as per the relevant specifications.
3 | Cement mortar shall be prepared by mechanical mixer only.
Chapter Code No | Description | Unit | Rate (Rs.)
1 | 2 | 3 | 4
CEMENT SAND MORTAR :
2.1 | Cement sand Mortar 1 : 2 (1 cement : 2 sand) | Cum | 5015
2.2 | Cement sand Mortar 1 : 3 (1 cement : 3 sand) | Cum | 4145
2.3 | Cement sand Mortar 1 : 4 (1cement : 4 sand) | Cum | 3401
2.4 | Cement sand Mortar 1 : 5 (1 cement : 5 sand) | Cum | 3001
2.5 | Cement sand Mortor 1 : 6 (1 cement : 6 sand) | Cum | 2658
2.6 | Cement sand Mortor 1 : 8 (1 cement : 8 sand) | Cum | 2200
2.7 | Cement sand Mortar 1:10 (1 cement :10 sand) | Cum | 1953
CEMENT MARBLE POWDER MORTAR :
2.8 | Cement marble powder mortar 1 : 2 (1-cement : 2-marble powder) | Cum | 4936
2.9 | Cement marble powder mortar 1 : 4 (1cement : 4-marble powder) | Cum | 2912
2.1 | White cement marble powder mortar 1 :2 (1 white cement : 2 marble powder | Cum | 12185
2.11 | White cement marble powder mortar 1:3 (1 white cement : 3 marble powder) | Cum | 9471
2.12 | White cement marble powder mortar 1:4 (1 white cement : 4 marble powder) | Cum | 6171
MUD MORTAR :
2.13 | Mud Mortar including specified ingredients. | Cum | 228
58276

## BSR_B3
CHAPTER B-3
CONCRETE WORK
NOTE :
1 | The rates are for all lead of cement, ballast, sand, and grit etc. at site of work and are inclusive of laying and mixing, all T & P, mixer, vibrator with P.O.L, scaffolding etc. including cost of curing.
2 | For all concrete work only coarse sand shall be used.
3 | Concrete mix prepared by power-driven mechanical mixer shall be used.
4 | Under exceptional conditions, where mechanical mixer and vibrator are not used (with the approval of Engineer-in-Charge) rates to be reduce by 15%, for mechanical mixer and 10 % for vibrator.
Chapter Code No | Description | Unit | Rate (Rs.)
1 | 2 | 3 | 4
CEMENT CONCRETE (CAST-IN-SITU):
3.1 | Providing and laying in position cement concrete including curing, compaction etc. complete in specified grade excluding the cost of centering and shuttering - All work up to plinth level.
3.1.1 | M20 grade Nominal Mix 1: 1.5: 3 (1 cement : 1.5 coarse sand : 3 graded stone aggregate 20mm nominal size). | Cum | 4915
3.1.2 | M15 grade Nominal Mix 1: 2: 4 (1 cement : 2 coarse sand : 4 graded stone aggregate 20mm nominal size). | Cum | 4624
3.1.3 | M15 grade Nominal Mix 1: 2: 4 (1 cement : 2 coarse sand : 4 graded stone aggregate 40mm nominal size). | Cum | 4544
3.1.4 | M10 grade Nominal Mix 1: 3: 6 (1 cement : 3 coarse sand : 6 graded stone aggregate 20mm nominal size). | Cum | 3847
3.1.5 | M10 grade Nominal Mix 1: 3: 6 (1 cement : 3 coarse sand : 6 graded stone aggregate 40mm nominal size). | Cum | 3731
3.1.6 | 1:4:8 (1 cement : 4 coarse sand : 8 graded stone aggregate 40 mm nominal size). | Cum | 3302
3.1.7 | 1:5:10 (1 cement : 5 coarse sand : 10 graded stone aggregate 40mm nominal size). | Cum | 2956
3.2 | Providing and laying cement concrete including curing, compaction etc. complete in retaining walls, return walls, walls (any thickness) including attached pilasters, columns, piers, abutments, pillars, posts, struts, buttresses, string or lacing courses, parapets, coping, bed blocks, anchor blocks, plain window sills, fillets, levelling course etc up to floor five level excluding the cost of centering and shuttering.
3.2.1 | M20 grade Nominal Mix 1: 1.5: 3 (1 cement : 1.5 coarse sand : 3 graded stone aggregate 20mm nominal size). | Cum | 5451
3.2.2 | M15 grade Nominal Mix 1: 2: 4 (1 cement : 2 coarse sand : 4 graded stone aggregate 20mm nominal size). | Cum | 5112
3.2.3 | M15 grade Nominal Mix 1: 2: 4 (1 cement : 2 coarse sand : 4 graded stone aggregate 40mm nominal size). | Cum | 5018
3.2.4 | M10 grade Nominal Mix 1: 3: 6 (1 cement : 3 coarse sand : 6 graded stone aggregate 20mm nominal size). | Cum | 4320
3.2.5 | M10 grade Nominal Mix 1: 3: 6 (1 cement : 3 coarse sand : 6 graded stone aggregate 40mm nominal size). | Cum | 4204
CEMENT CONCRETE (PRE-CAST):
3.3 | Providing and fixing up to floor five level pre cast cement concrete string or lacing courses, copings, bed plates, anchor blocks, windows sills, shelves, louvers steps, staircases, etc. including carriage, hoisting and setting in position with cement mortar 1:3 (1 cement : 3 coarse sand) cost of required centering, shuttering and finishing smooth with 6 mm thick cement plaster 1:3 (1 cement : 3 fine sand) on exposed surface, including all T & P, curing etc. complete:
3.3.1 | M15 grade Nominal Mix 1: 2: 4 (1 cement : 2 coarse sand : 4 graded stone aggregate 20mm nominal size). | Cum | 6987
3.3.2 | M10 grade Nominal Mix 1: 3: 6 (1 cement : 3 coarse sand : 6 graded stone aggregate 20mm nominal size). | Cum | 6195
3.4 | Add Extra for concrete work in superstructure above floor V level for each four floors or part thereof. | Cum | 408
3.5 | Add Extra for laying concrete in or under water or liquid mud including cost of pumping or bailing out water and removing slush etc. complete. | Per Cum per Mtr. depth | 279
Note : | The quantity will be calculated by multiplying the depth measured from the sub-soil water level up to centre of gravity of concrete under sub-soil water level with quantity of concrete in cum executed under sub-soil water. The depth of centre of gravity shall be reckoned correct to 0.1 m; 0.05 m or more shall be taken as 0.1 m and less than 0.05 m ignored.
3.6 | Add Extra for laying concrete in or under foul positions. | Cum | 125
DAMP- PROOF COURSE AND PRECASTCOPING
3.7 | Providing and laying damp-proof course with cement concrete grade M-150 (1 : 2 : 4) mortar prepared with 1% solution of water-proof compound complete as per specification .
3.7.1 | 50mm thick. | Sqm | 391
3.7.2 | 75mm thick. | Sqm | 546
3.8 | Providing & fixing precast cement concrete coping 1 : 2 : 4 mix 50mm thick complete as per specification : | Sqm | 367
3.9 | Cement, Concrete flooring/ cement plaster/ Cement Concret Road, Plain or RCC work & water retaining works providing and mixing Additive of Synthetic polypropylene Fibrillated mesh fibers free form any reprocess Olefins &comfirming to ASTM C 1116 Type III 4.1.3 Having grade 6mm/12mm /18mm melting point of 165 deg.C., strength>600 mpa Sp. Gravity:0.92g/cc, diameter 10-70 microns. It is required in specified ratio @ 0.25% (125 Gm. Fibers in 50 Kg. cement) for use. Mix it directly with contents in rotating site mixer direction of Engineer in charge with all leads and lifts. | Per Pack 125 gm. | 66
3.1 | Cement, Concrete Flooring/Cement Plaster/Cement Comcrete Road, Plain or RCC work & water retaining works providing and mixing admixture of Synthetic Nylon-6 Fibres or polycaprolactam free from any reprocess Olefins & confirming to ASTM C 1116 Type III 4.1.3 Having grade 6mm / 12 mm /18 mm melting point 220 deg. C, Sp. Gravity:1.14 g/cc, diameter 10-40 microns. It is required in specific ratio @ 0.20% (100 gm Fibres in 50 Kg Cement) for use as specified by manufacture specification and direction of Engineer In-charges with all leads and lifts. | per 100 gram pack | 61
67449

## BSR_B4
CHAPTER B-4
REINFORCED CONCRETE WORK
Note:
1 | Rates for complete work laying, compaction, vibration, curing and all types of T & P, including P.O.L. etc and grinding and mixing of mortar.
2 | The rates for centering and shuttering are for steel plates shuttering for complete work including centering, shuttering nails and other such items required. The shuttering shall be removed after required time as per instruction by Engineer-in-charge & IS 456:2000.
3 | The Concrete for all grade shall be produced in conformation to the laid down procedures and all relevant clauses of IS 456 : 2000 and further amendments.
4 | If any machinery like mechanical mixture machine, vibrator or mechanical mortar miller etc. is supplied by the Department, the hire charges as per department rate will be charged and transportation cost will be borne by the contractor.
5 | No R.C.C. work shall be permitted without the use of mechanical mixer by hopper and vibrator.
6 | Contractor at site shall arrange a stand by mechanical mixer and extra vibrator if more than 20 cum of RCC is to be done in a single day.
7 | The rate for R.C.C. work is inclusive of cost of providing cement mortar covers Blocks. The rates for centering includes placement of cover blocks.
8 (a) | For Design mix ,the producer / manufacturer / contractor shall obtain mix proportions of each grade of concrete from a recognized laboratory and submit detail to the Engineer-in-charge for approval. Concrete of any particular design mix and grade shall be produced / manufactured by weight batched hopper mechnical mixer with assigned capacity of mixing drum as directed by Engineer-in-charge.
8 (b) | For Nominal mix concreting work,the coarse aggregates and fine aggregates will be measured by the standard boxes and cement by bag.The boxes should be designed for 1/2 bag,1 bag etc. of cement.
9 | If any change required in the approved Job Mix design ingredient, Fresh Job Mix design shall be obtain by the contractor from approved lab and shall be got approved from Engineer-in-charge
Chapter Code No | Description | Unit | Rate (Rs.)
1 | 2 | 3 | 4
CAST-IN-SITU CONCRETE:
4.1 | Providing and laying in position specified grade of cement concrete for all RCC structural elements upto plinth level including curing, compaction, finishing with rendering in cement sand mortar 1:3 (1 cement: 3 coarse sand) and making good the joints and cost of plastizers( if required) excluding the cost of centering, shuttering and reinforcement. M20 grade Nominal Mix / Design Mix | Cum | 4934
4.2 | Providing and laying in position specified grade of cement concrete for RCC structural elements upto floor five level including curing, compaction, finishing with rendering in cement sand mortar 1:3 (1 cement: 3 coarse sand) and making good the joints and cost of plastizers (if required ) excluding the cost of centering, shuttering and reinforcement for Walls (any thickness) including attached pilasters, buttresses, plinth and string courses, fillets, columns, pillars, piers, abutments, posts and struts etc. M20 grade Nominal Mix / Design Mix | Cum | 5609
4.3 | Providing and laying in position specified grade of cement concrete for RCC structural elements upto floor five level including curing, compaction, finishing with rendering in cement sand mortar 1:3 (1 cement: 3 coarse sand) and making good the joints and cost of plastizers( if required) excluding the cost of centering, shuttering and reinforcement for Beams, suspended floors, roofs, griders having slopes up to 15º, landings, balconies, shelves, chajjas, lintels, bands, plain windows sills, staircases and spiral staircases etc. M20 grade Nominal Mix / Design Mix | Cum | 5185
4.4 | Providing and laying in position specified grade of cement concrete for RCC structural elements upto floor five level including curing, compaction, finishing with rendering in cement sand mortar 1:3 (1 cement: 3 coarse sand) and making good the joints and cost of plastizers( if required) excluding the cost of centering, shuttering and reinforcement for Arches, arch ribs, domes, vaults, shells, folded plate, chimneys, shafts , roofs having slope more than 15º ,vertical and horizontal fins individually or forming box louvers, facias and eaves boards M20 grade Nominal Mix / Design Mix | Cum | 5561
4.5 | Providing and laying in position Ready mix concrete manufactured in fully automatic Batching Plant and transported to site in transit mixer for having continous agitated mixer, manufactured as per approved mix design of specified grade of RCC work including pumping of R.M.C. from transit mixer to site of laying , exculding the cost of centering, shuttering and reinforcement with all lead and lift including cost of admixtures in recommended portion as per IS 9103 to accelerate/ retard setting of concrete, improve workability without impairing strength and durability as per direction of Engineer in charge. All works upto floor V floor M20 grade Design Mix by using cement as per codal provision. | Cum | 6089
4.6 | Add extra for providing richer mixes respectively at all floor levels
4.6.1 | Providing M-25 grade concrete by using cement as per codal provision instead of M-20 grade design mix. | Cum | 69
4.6.2 | Providing M-30 grade concrete by using cement as per codal provision instead of M-20 grade design mix. | Cum | 139
4.6.3 | Providing M-35 grade concrete by using cement as per codal provision instead of M-20 grade design mix. | Cum | 194
4.6.4 | Providing M- 40 grade concrete by using cement as per codal provision instead of M-20 grade design mix. | Cum | 242
4.7 | Add extra for RCC work in superstructure above floor five level for each four floor or part thereof . | Cum | 112
4.8 | Deduct for using less cement quantity than the quantity as provided in the item of design mix concrete/RMC as arrived as per mix design.(on cement quantity) | Kg | 7
FORM WORK
4.9 | Centering and Shuttering with plywood or steel sheets including strutting, propping bracing both ways and removal of formwork for foundation , footings, strap beam, raft , bases of columns etc. | Sqm. | 157
4.1 | Centering & shuttering with plywood or steel sheets including strutting, propping bracing both ways with steel props and removal of formwork for upto floor five level for :
4.10.1 | Walls (any thickness) including attached pilasters, buttresses plinth and string course. | Sqm | 289
4.10.2 | Suspended floors, roofs, landings, staircases, balconies, girders, cantilevers, bands, coping bed plates, anchor blocks, sills, chhajjas, lintel, beam, plinth beam etc. | Sqm | 340
4.10.3 | Columns, pillars, posts and struts etc. | Sqm. | 375
4.10.4 | Spiral staircases, chimneys shafts etc. | Sqm. | 301
4.10.5 | Arches, domes, vaults etc. up to 6 Mtr span. | Sqm. | 879
4.10.6 | Arches, domes, vaults etc exceeding 6 Mtr span | Sqm. | 329
4.10.7 | Vertical and horizontal fins individually or forming box louvers band, facias and eaves boards. | Sqm. | 494
4.10.8 | Add extra for shuttering in circular work (in respective centering and shuttering items) | Sqm | 20%
4.10.9 | Cornices and mouldings | Sqm | 474
4.10.10 | Grid roofing with panel area less than 2.25 Sqm. (contact area to be measured). | Sqm | 405
4.10.11 | Deduct for using wooden vertical member instead of steel props Note : The uses of wooden member is allowed in works which A & F sanction up to 25 lacs only. | Sqm | 20%
4.11 | Add extra for additional height in centring, shuttering where ever required with adequate bracing, propping etc. including cost of de-shuttering and decentring at all levels, over a height of 3.5 m, for every additional height of 1 metre or part thereof (Plan are is to be measured) | Sqm | 171
4.12 | Add extra for centering and shuttering work in superstructure above floor five level for each four floor or part thereof . | Sqm. | 34
STEEL REINFORCEMENT:
4.13 | Providing and fabricating reinforcement for R.C.C. work including straightening, cutting, bending, placing in position and binding (including cost of binding wire) all complete up to floor five level. ('Original producers' who manufacture billet directly from iron ores and roll the bilets to produce steel conforming to IS:1786)
4.13.1 | Cold twisted deformed bars (IS : 1786). | Kg. | 77
4.13.2 | Hot rolled deformed bars (IS : 1139). | Kg. | 77
4.13.3 | Thermo-mechanically Treated bars (Conforming of relevent IS code) | Kg. | 77
4.14 | Labour charges for cutting, bending for fabrication and binding reinforcement (plain or tor/ribbed/TMT steel) as per drawing and design for R.C.C. and R.B. work including cost of binding wire with all lead and lift up to floor five level complete. | Kg. | 12
4.15 | Add extra for reinforcement in superstructure above floor five level for each four floor or part thereof . | Kg | 3
PRECAST CEMENT CONCRETE
4.16 | Providing and fixing of 200mm thick RCC precast panel made of M35 grade concrete with required steel, rebar chair, wire mesh, connection bolt, fastener and beveled washer with erection ready complete in all respect with all lead. | Sqm | 4076
4.17 | Providing and fixing of 150 mm thick RCC precast panel made of M35 grade concrete with required steel, rebar chair, wire mesh, connection bolt, fastener and beveled washer with erection ready complete in all respect with all lead. | Sqm | 3847
4.18 | Providing, hoisting and fixing up to floor five level precast reinforced concrete work in Nominal M20 grade mix including cost of required centering, shuttering, finishing, smooth with 6 mm thick cement plaster 1:3 (1 cement: 3 fine sand) on exposed surface complete excluding cost of reinforcement
4.18.1 | String courses, copings, bed plates, anchor blocks, plain window sills etc | Cum | 7030
4.18.2 | Small lintels not exceeding 1.5 m clear span | Cum | 9163
4.18.3 | Mouldings as in cornices, windows sills etc. | Cum | 10262
4.18.4 | Lintels beams and bressumers including setting in cement mortar 1:3 (1 cement: 3 coarse sand) aggregate 20mm nominal size). | Cum | 8636
4.18.5 | Beams, Columns, slabs, Shelves, Vertical & horizontal fins individually or forming box louvers setting in cement mortar 1:2 (1 cement: 2 sand) or grouts as per requirements | Cum | 13036
4.19 | Providing, hoisting and fixing up to floor five level precast cement concrete Jali 1:2:4 (1 cement : 2 coarse sand : 4 graded stone aggregate 6mm nominal size) reinforced with 1.6 mm dia Mild steel wire including centring and shuttering, roughening cleaning, fixing and finishing in cement mortar 1 : 3 (1 cement : 3 fine sand ) etc complete as per approved design excluding plastering of jambs, sills and soffits
4.19.1 | 50mm thick | Sqm | 630
4.19.2 | 40 mm thick | Sqm. | 534
4.19.3 | 30mm thick | Sqm. | 492
4.2 | Add extra over for both side jali | Sqm. | 20%
ENCASING ROLLED STEEL SECTION
4.21 | Encasing rolled steel section in beams and columns, with M20 Nominal Mix cement concrete including centering and shuttering complete but excluding cost of reinforcement. | Cum | 8460
4.22 | Encasing rolled steel section in grillages with M20 Nominal Mix including centering and shuttering complete but excluding cost of expanded metal and hangers. | Cum | 5607
4.23 | Add Extra for providing and fixing expanded metal mesh of size 20x60mm and strands 3.25mm wide 1.6mm thick weighing 3.64 kg. per sqm. for encasing of rolled steel sections in beams, columns and grillages excluding cost of hangers. | Sqm. | 381
4.24 | Providing ,arranging and erecting 50mm dia M.S. pipe cup lock shuttering arrangement above the ground level upto the height given below. The girding arrangement of cup lock system should have 2.50 meter 3.00 meter long coupling pipes and 0.90mt long lacer pipe (Horizontal bracing pipes) reconnected in both ways so as to make a square grid of size 0.90x0.90 meter in plan. The Horizontal bracing and lacer pipes should have a maximum spacing of 1.50 meter c/c both ways. The bottom of the coupling pipe must rest over a firm support at ground. the shuttering plates of 900mmx600mm size duly braced by angle supports and should rest over 50mmx50mm size wooden logs supported by 75x40x6mm size channels and U-Jacks made of M.S.25mm dia steel bars with adjustable thread and lock arrangement placed at a spacing of 0.60 meter c/c. The whole arrangement should be duly shored from ground by U-Jacks and lacer pipes to prevent any lateral movement during casting of slabs. Additional support as per direction of engineer in charge are also to by provided wherever felt necessary. The work would include transportation of material erecting the whole grid structure, bracing both way, shoring, leveling of shuttering and removal of form work complete as per direction of Engineer in charge for all the floors upto the height of:-
(a) | Upto 6.63 meter height | Sqm. | 958
(b) | Upto 9.14 meter height | Sqm. | 1722
4.25 | Rebarring work in old R.C.C structures including making bore hole to adjust required bar diameter and filling a good quality filler to provide a tensil strength as per requirement and fix the Bar to the saction including cost of bars.
(i) | 8 mm bar | Each | 429
(ii) | 10 mm bar | Each | 468
(iii) | 12 mm bar | Each | 528
(iv) | 16 mm bar | Each | 831
(v) | 20 mm bar | Each | 1078
(vi) | 25 mm bar | Each | 1559
112362.6

## BSR_B5
CHAPTER B-5
BRICK WORK
Note :
1 | Fly ash bricks shall be invariably be used in building works except petty or repair works, where clay bricks can be used.
Chapter Code No | Description | Unit | Rate (Rs.)
1 | 2 | 3 | 4
5.1 | Brick masonry with F.P.S. bricks of class designation 75 in foundation and plinth with bricks
5.1.1 | Cement mortar 1 : 4 (1 cement : 4 coarse sand) | Cum. | 4469
5.1.2 | Cement mortar 1 : 6 (1 cement : 6 coarse sand) | Cum. | 4263
5.1.3 | Mud mortar | Cum. | 3265
5.2 | Brick work with F.P.S. bricks of class designation 75 in superstructure above plinth level upto floor V level in all shapes and sizes in :
5.2.1 | Cement mortar 1 : 4 (1 cement : 4 coarse sand) | Cum. | 5196
5.2.2 | Cement mortar 1 : 6 (1 cement : 6 coarse sand) | Cum. | 4990
5.2.3 | Mud mortar | Cum. | 3792
5.3 | Add extra for Square or Rectangular Pillars in Superstructre brick work up to five storey
5.3.1 | Upto 45 cm length and all sides are free | Cum | 327
5.3.2 | Upto 45 cm length and two corners are free | Cum | 163
5.3.3 | Upto 90 cm length and all sides are free | Cum | 278
5.3.4 | Circular Pillars | Cum. | 331
5.4 | Brick work in plain arches in super structure upto five storey in cement mortar 1 : 3 including centering and shuttering complete span upto 6 Mtr. with Brick of class designation 75. | Cum. | 6762
5.5 | Brick work in gauged arches in super structure upto five storey in cement mortar 1 : 3 including centering and shuttering complete span upto 6 meter with Brick of class designation 75. | Cum. | 8015
5.6 | Add extra for additional cost of centering for arches exceeding 6m span including all shuttering , bolting wedging and removal.(Area of the soffit to be measured) | Cum | 314
5.7 | Half brick masonry in foundation & plinth using bricks of designation 75
5.7.1 | Cement mortar 1 : 3 (1 cement : 3 coarse sand) | Sqm. | 525
5.7.2 | Cement mortar 1 : 4 (1 cement : 4 coarse sand) | Sqm. | 497
5.7.3 | Cement mortar 1 : 6 (1 cement : 6 coarse sand) | Sqm. | 470
5.8 | Half brick masonry in Superstructure , above plinth level upto floor V level using bricks of designation 75
5.8.1 | Cement mortar 1 : 3 (1 cement : 3 coarse sand) | Sqm. | 583
5.8.2 | Cement mortar 1 : 4 (1 cement : 4 coarse sand) | Sqm. | 553
5.8.3 | Cement mortar 1 : 6 (1 cement : 6 coarse sand) | Sqm. | 526
5.9 | Add extra providing and placing in position 2 Nos. ,6mm Ø M.S. bar at every third course of half brick masonry . | Sqm | 64
5.1 | Brick work in partition in super structure upto five storey 7cm. thick (brick on edges) using bricks of class designation 75 in :
5.10.1 | Cement mortar 1 : 3 (1 cement : 3 coarse sand) | Sqm. | 396
5.10.2 | Cement mortar 1 : 4 (1 cement : 4 coarse sand) | Sqm. | 377
5.11 | Honey comb brick work half brick thick with bricks of class designation 75 upto five storey in:
5.11.1 | Cement mortar 1 : 4 (1 cement : 4 coarse sand) | Sqm. | 360
5.11.2 | Cement mortar1 : 6(1 cement : 6 coarse sand | Sqm. | 342
5.12 | Add extra over for laying brick work in or under water and or liquid mud including cost of pumping of or bailing out water and removal of slush etc. complete. | P.Cum. P.- Mtr. depth | 293
Note : | The quantity will be calculated by multiplying the depth measured from the sub-soil water level up to centre of gravity of concrete under sub-soil water level with quantity of concrete in cum executed under sub-soil water. The depth of centre of gravity shall be reckoned correct to 0.1 m; 0.05 m or more shall be taken as 0.1 m and less than 0.05 m ignored.
5.13 | Add extra for laying bricks work in or under foul condition. | Cum. | 119
5.14 | Brick work in super structure upto five storey with selected bricks of class designation 75 in exposed brick work including making horizontal and vertical grooves 10mm. wide 12mm. deep complete in cement mortar 1:6. | Cum | 5055
5.15 | Brick work with clay flyash F.P.S. brick (IS 13757- 1993 ) of class designation 75 in superstructure above plinth level upto floor five level in :
5.15.1 | Cement mortar 1 : 4 (1 cement : 4 coarse sand) | Cum | 5038
5.15.2 | Cement mortar 1 : 6 (1 cement : 6 coarse sand) | Cum | 4832
5.16 | Brick work with mechanised autoclaved flyash lime bricks conforming to IS: 12894 :2002 of class designation 100 in superstructure above plinth level upto floor V level in.
5.16.1 | Cement mortar 1 : 4 (1 cement : 4 coarse sand) | Cum | 4912
5.16.2 | Cement mortar 1 : 6 (1 cement : 6 coarse sand) | Cum | 4645
5.17 | Add extra for brick work in superstructure above floor five level, for each four floors or part thereof.
5.17.1 | Quantity in Cum. | Cum. | 260
5.17.2 | Quantity in Sqm. | Sqm. | 23
5.18 | Add extra over item of brick work with class designation 100 in substitution of class designation 75 :
5.18.1 | Quantity in Cum. | Cum. | 163
5.18.2 | Quantity in Sqm. | Sqm. | 19
5.19 | Half Brick work with mechanised autoclaved flyash lime bricks conforming to IS: 12894 :2002 of class designation 100 in superstructure above plinth level upto floor V level in.
5.19.1 | Cement mortar 1 : 4 (1 cement : 4 coarse sand) | Sqm | 586
5.19.2 | Cement mortar 1 : 6 (1 cement : 6 coarse sand) | Sqm | 557
5.2 | Half Brick work with mechanised autoclaved flyash lime bricks conforming to IS: 12894 :2002 of class designation 75 in superstructure above plinth level upto floor V level in.
5.20.1 | Cement mortar 1 : 4 (1 cement : 4 coarse sand) | Sqm | 564
5.20.2 | Cement mortar 1 : 6 (1 cement : 6 coarse sand) | Sqm | 536
5.21.1 | Providing and laying Autoclaved Aerated Concrete (AAC) blocks masonary 100mm/125mm thick with Grade-I AAC blocks of density 551 to 650 kg/cum conforming to IS : 2185 (Part-3) in superstructure above plinth level upto floor V level in cement mortar 1:4 (1 cement : 4 coarse sand). The rate includes providing and placing in position 2 Nos. 6 mm dia MS bars at every third course of masonary work. | Cum. | 5404
5.21.2 | Providing and laying Autoclaved Aerated Concrete (AAC) blocks masonary 150mm/230mm/300mm thick with Grade-I AAC blocks in superstructure above plinth level upto floor V level with RCC band at sill level and lintel level with approved block laying polymer modified adhesive mortar all complete as per direction of Engineer-in-charge. (The payment of RCC band and reinforcement shall be made for seperately). | Cum. | 4752
5.21.3 | Add extra for AAC block masonary work in superstructure above floor five level, for each four floors or part thereof. | Cum. | 260
84876

## BSR_B6
CHAPTER B-6
STONE MASONRY
Note :
1 | Rates provided are for the complete finished items inclusive of cost of water and materials with all leads labour, all type of taxes, royalty, scaffolding, curing, laying, fixing finishing etc., hire charges for tools and plants, templates and other appliances, required for the purpose of execution of the items work as per specification.
2 | In case of non-availability of stone header of proper size cement concrete header of mix 1:3 : 6 (M-100) with 25mm graded stone aggregate with smooth finish may be provided by the contractor at no extra cost.
Chapter Code No | Description | Unit | Rate (Rs.)
1 | 2 | 3 | 4
6.1 | Random Rubble stone masonry for with hard stone in foundation and plinth in Cement Sand mortar above 30 CM thick wall in:
6.1.1 | Mud Mortar. | Cum. | 1850
6.1.2 | Dry Masonry. | Cum. | 1744
6.1.3 | Cement Mortar 1:3 ( 1-Cement : 3-Sand). | Cum. | 3528
6.1.4 | Cement Mortar 1:4 ( 1-Cement : 4-Sand). | Cum. | 3182
6.1.5 | Cement Mortar 1:5 ( 1-Cement : 5-Sand). | Cum. | 2998
6.1.6 | Cement Mortar 1:6 ( 1-Cement : 6-Sand). | Cum. | 2838
6.2 | Random Rubble stone masonry with hard stone in superstructure above plinth level and upto five level above 30cm. thick walls in :
6.2.1 | Mud Mortar. | Cum. | 2490
6.2.2 | Dry Masonry. | Cum. | 2385
6.2.3 | Cement Mortar 1:3 ( 1-Cement : 3-Sand). | Cum. | 4169
6.2.4 | Cement Mortar 1:4 ( 1-Cement : 4-Sand). | Cum. | 3824
6.2.5 | Cement Mortar 1:5 ( 1-Cement : 5-Sand). | Cum. | 3639
6.2.6 | Cement Mortar 1:6 ( 1-Cement : 6-Sand). | Cum. | 3479
6.3 | Add extra for Random Rubble stone masonry with hard stone in
6.3.1 | Square or Rectangular pillars | Cum. | 173
6.3.2 | Circular pillars | Cum. | 519
6.3.3 | Wall curved in plan to mean radius not exceeding 6 Mtr. | Cum | 319
6.3.4 | Wall upto 30cm. and less thickness. | Cum | 186
6.4 | Add extra for facing as per design and detailed specifications including additional cost of stones
6.4.1 | Course rubble facing First sort. | Sqm | 618
6.4.2 | Course rubble facing Second sort. | Sqm | 491
6.4.3 | Ashlar fine tooled facing. | Sqm | 666
6.4.4 | Ashlar rough tooled facing. | Sqm. | 381
6.4.5 | Ashlar pitched facing. | Sqm. | 336
6.4.6 | Add extra for rock facing using Jodhpur white sand stone with porper projection and chiesel dressing of edges of stone 2 line dressing for building corners,jambs including uniform joints. | Sqm. | 290
6.5 | Extra for stone masory work,above floor V level for every four floors or part thereof. | Cum | 545
6.6 | Extra for laying stone work in or under water and/or liquid mud including cost of pumping or bailing out water and removing slush etc. complete. | Cum/ P Mt depth | 307
6.7 | Extra for laying stone work in or under foul position. | Cum | 124
Note :- | Recover cost of useful stone @ 2/3rd of masonry work dismantaled quantity. | Cum | 575
6.8 | Stone work (machine cut edges) for Wall cladding/ Veneering work up to 10m height with 20 to 30 mm thick Red Sand Stone (Karauli ) and backing filled with a grout of 12mm thick cement mortar 1:3 (1 cement : 3 coarse sand) including pointing in white cement mortar 1:2 (1 white cement : 2 stone dust) with an admixture of pigment matching the stone shade :(To be secured to the backing by means of cramps which shall be paid separately)
6.8.1 | Exposed face rough dressed | Sqm. | 1814
6.8.2 | Exposed face machine cut | Sqm. | 2500
6.9 | Stone work (machine cut edges) for Wall cladding/ Veneering work up to 10 m height with 20 to 30 mm thick Pink Sand stone (Bansi Paharpur) and backing filled with a grout of 12mm thick cement mortar 1:3 (1 cement : 3 coarse sand) including pointing in white cement mortar 1:2 (1 white cement : 2 stone dust) with an admixture of pigment matching the stone shade : (To be secured to the backing by means of cramps which shall be paid separately)
6.9.1 | Exposed face rough dressed | Sqm. | 1851
6.9.2 | Exposed face Machine cut | Sqm. | 2536
6.1 | Wall lining butch work upto 10m height with Red/ Pink Sand stone 20 to 30 mm thick (machine cut edges) stone strips of minimum length 300 mm and required width including embedding every tenth layer and bottom most layer in masonry or concrte after making necessary chases of size 75x75 mm and by providing layer of 75 mm thick strips i/c 12 mm thick bed of cement mortar 1 : 3 (1 cement : 3 Coarse sand) i/c ruled pointing in cement mortar 1 :2 ( 1 white cement : 2 stone dust) with an admixture of pigment to match the shade of stone complete as per direction of Engineer in Charge.
6.10.1 | Exposed face rough dressed | Sqm. | 1353
6.10.2 | Exposed face machine cut | Sqm. | 1455
6.11 | Providing and fixing stainless steel cramps of required size and shape for anchoring stone wall lining to the backing or securing adjacent stones in stone wall lining in cement mortar 1:2 (1 cement : 2 coarse sand) including making the necessary chases in stone and holes in walls wherever required. | Kg | 707
6.12 | Providing and fixing stone dowels 10x5x2.50 cm cut to double wedge shape as per design in cement mortar 1:2 (1 cement : 2 coarse sand) including making the necessary chases. | Each | 26
6.13 | Providing and fixing copper pins 7.5 cm long 6 mm diameter for securing adjacent stones in stone wall lining in cement mortar 1:2 (1 cement : 2 coarse sand) including making the necessary chases. | Each | 26
6.14 | Extra for stone work for wall lining on exterior walls of height more than 10 m from ground level for every additional height of 3 m or part there of. | Sqm. | 64
6.15 | Providing and fixing horizontal chajja of Red/ White sand stone 40 mm thick and upto 80 cm projection in cement mortar 1:4 (1 cement : 4 coarse sand) including pointing in white cement mortar 1:2 (1 white cement : 2 stone dust) with an admixture of pigment matching the stone shade. | Sqm. | 883
6.16 | Providing dab stone over Chajjas duly fixed in cement sand mortar 1:6 complete :
6.16.1 | 80mm thick. | Sqm. | 921
6.16.2 | 50mm thick. | Sqm. | 825
6.17 | Supplying and fixing in walls machine cut and polished stone shelves, tands and in CM 1:3 with machine cut edges :
6.17.1 | Sand or other approved stone 25mm thick. | Sqm. | 504
6.17.2 | Sand or other approved stone 50mm thick. | Sqm. | 673
6.17.3 | Kota stone minimum 30mm thick. | Sqm. | 609
6.18 | Supplying and fixing stone lintels/bed plates of approved quarry rough dressed in cement mortar 1:4 :
6.18.1 | Upto 15 cm. thick. | Cum | 9621
6.18.2 | Above 15 cm. thick. | Cum | 9162
6.19 | Supplying and fixing machine cut fine dressed Red/Pink sand stone dasa or coping, with full moulding if required laid on cement mortar 1:4 including pointing with admixture of pigment matching with the stone shade.
6.19.1 | 25 mm thick | Sqm. | 1243
6.19.2 | 50 mm thick | Sqm. | 1458
6.19.3 | 75 mm thick | Sqm. | 1664
6.2 | Supplying and fixing machine cut dressed 75 mm Pink sand stone (Bansi Paharpur) dasa/ coping wth ornamental shape having moulding and "PAN Shape" engraving as per required pattern with engraving depth of 5 mm (average) in single piece of length 90 cm to be laid on cement mortar 1:4 (12 to 20mm thick) including pointing with admixture of pigment matching with the stone shade. | Sqm. | 5309
6.21 | Providing and fixing Stone jali 40mm thick Red/Pink sand stone throughout in cement mortar 1:3 (1 cement : 3 coarse sand) including pointing in white cement mortar 1:2 (1 white cement : 2 stone dust) with an admixture of pigment, matching the stone shade, jali patterns to be cut square to jali slab without any chamfers etc: | Sqm. | 7851
6.22 | Providing and fixing Stone jali 50mm thick Red/Pink sand stone as per ornamental design to fixed with white cement/epoxy mortar including pointing in white cement mortar 1:2 (1 white cement : 2 stone dust) with an admixture of pigment, matching the stone shade. | Sqm. | 8813
6.23 | Providing and fixing Red/Pink sand stone post (Mataga) having size 100x100mm heights 600 to 750 mm as per ornamental design such as like flower octonogal head border etc. to fixed with white cement/epoxy mortar including pointing in white cement mortar 1:2 (1 white cement : 2 stone dust) with an admixture of pigment, matching the stone shade. | Each | 800
6.24 | Providing and fixing ornamental/aesthetic look cement concerte claddings/ veneers up to 100 mm with, over a base of cement Plaster 1:4, 20 mm thick including cement pointing 1:2 with an admixture of pigment to match the shades of veneer upto 4:5 mtr. Height above plinth level. | Sqm | 982
ARCH MASONRY
6.25 | Stone masonary for arches in cement sand mortar 1:3 including centering shuttering and pointing etc. up to 4.5 Mtr. height from plinth level:
6.25.1 | With hammer dressed stone (to be plastered). | Cum | 8114
6.25.2 | With coursed rubble stone (to be pointed). | Cum | 9060
6.25.3 | Block-in-Course chisel dressed, arch span up to 1.5 Mtr. | Cum | 11963
6.25.4 | Block-in-Course chisel dressed, arch span above 1.5 Mtr. | Cum | 12528
6.25.5 | Cut stone fine dressed with fine joints, arch span up to 1.5 Mtr. | Cum | 14819
6.25.6 | Cut stone fine dressed with fine joints, arch span above 1.5 Mtr. | Cum | 13815
6.25.7 | Relieving arch stone masonary. | Cum | 6000
6.25.8 | Extra over item No. 6.25 for dome masonary. Shuttering and Form work if required to be paid separately. | Cum | 1966
ASHLAR-STONE WORK
6.26 | Supplying and fixing ashlar sills, jambs, skirting, steps etc. rough dressed:
6.26.1 | (A) Upto 15 cm thick Soorsagar or eqvt. White Ashlar | Cum | 25952
| (B) Upto 15 cm thick Red Ashlar | Cum | 17161
6.26.2 | Above 15 cm. and upto 20 cm. thick
| (A) Red Ashlar | Cum | 17291
| (B) Soorsagar or eqvt. White Ashlar | Cum | 26082
6.26.3 | Above 20 cm. thick & upto 2.15 m length (Pats.)
| (A) Red Ashlar | Cum | 17421
| (B) Soorsagar or eqvt. White Ashlar | Cum | 26245
6.26.4 | Above 20 cm. thick & above 2.15 m. length
| (A) Red Ashlar | Cum | 17454
| (B) Soorsagar or eqvt. White Ashlar | Cum | 26245
6.27 | Supplying and fixing Soorsagar Bhura or Equivalent ashlar sills, lintels and dassa, bearing, bed & top surface made perfenctly even, jambs, skirting steps etc. rough dressed:
6.27.1 | Upto 15 cm. thick | Cum | 5019
6.27.2 | Above 15 cm. and upto 20 cm. thick | Cum | 5149
6.27.3 | Above 20 cm. thick (pats) & upto 2.15 m length | Cum | 5312
6.27.4 | Above 20 cm. thick (pats) & above 2.15 m length | Cum | 5507
6.28 | Supply and fixing ashlar lintels and Dassa exposed horizontal and vertical faces 3 - lines fine dressed (bearing bed & top surface made perfectly even)
6.28.1 | (a) upto 15 cm thick Red Ashlar | Cum | 18369
| (b) upto 15 cm thick White Ashlar | Cum | 26722
6.28.2 | Above 15 cm. and upto 20 cm. thick
| (a) Soorsagar or eqvt. White Ashlar | Cum | 26992
| (b) Red Ashlar | Cum | 18579
6.28.3 | Above 20 cm. thick & upto 2.15 m length (Pats.)
| (a) Soorsagar or eqvt. White Ashlar | Cum | 27062
| (b) Red Ashlar | Cum | 18649
6.28.4 | Above 20 cm. thick & above 2.15 m length
| (a) Soorsagar or eqvt. White Ashlar | Cum | 27272
| (b) Red Ashlar | Cum | 18859
6.29 | Supplying and fixing ashlar solid block pillars fully fine (3 lines) dressed
| (a) Soorsagar or eqvt. White Ashlar | Cum | 38844
| (b) Red Stone | Cum | 27662
6.3 | Supplying and fixing ashlar stone arches fuly fine (3 lines) dressed for 1.5 to 5m. Span (Net content payable)
| (a) Soorsagar or eqvt. White Ashlar | Cum | 34203
| (b) Red Stone Ashlar | Cum | 23112
6.31 | Supplying and fixing ashlar face stone 10 cm thick fine (3 lines) dressed
| (b) Red Ashlar | Sqm | 5006
6.32 | Supplying and fixing ashlar coping ordinary 7 to 10 cm. thick 2-line dressed (normal length of single piece not less than 0.90m)
| (a) Soorsagar or eqvt. White Ashlar | Sqm | 8348
| (b) Red Ashlar | Sqm | 4741
6.33 | Supplying and fixing ashlar coping moulded and counter slopped 7 to 10 cm. thick (2 line dressed) (normal length of single piece not less than 0.90m)
| (a) Soorsagar or eqvt. White Ashlar | Sqm | 9028
| (b) Red Ashlar | Sqm | 5421
6.34 | Supplying and fixing in cement sand mortar 1:4 sand or other approved stone dassa or coping of thickness 75 to 100 mm (fine dressed) : Plain ornamental/Jhalar coping (face area measured) | P. Cum | 11004
6.35 | Supplying and fixing ashlar shrivan (Kharpa grooved) rough dressed (normal length of single piece not less than 0.90m) | Cum | 16279
6.36 | Fine dressing of ashlar stone work (payable on Executive Engineer's test checking):
6.36.1 | (A) White Ashlar three line | Sqm | 1952
| (B) Red Ashlar three line | Sqm | 929
6.36.2 | (A) White Ashlar two line | Sqm | 1215
| (B) Red Ashlar two line | Sqm | 739
6.36.3 | (A) White Ashlar one line | Sqm | 988
| (B) Red Ashlar one line | Sqm | 441
6.37 | Rough dressing ashlar stone work (payable only for departmental work).
| (A) Soorsagar or eqvt. White Ashlar | Sqm | 226
| (B) Red Ashlar | Sqm | 154
6.38 | Supplying and fixing ashlar cantilever steps fine (3 lines) dressed (triangular exposed surface is to be measured)
| (A) Soorsagar or eqvt. White Ashlar | Cum | 100886
| (B) Red Ashlar | Cum | 93386
6.39 | Supplying and fixing ashlar cantilever steps fine (2 lines) dressed (triangular exposed surface is to be measured)
| (A) Soorsagar or eqvt. White Ashlar | Cum | 98886
| (B) Red Ashlar | Cum | 91386
6.4 | Deduct if the shape of cantilever and landing steps is rectangular
6.40.1 | Form item No. 6.37
| (A) Soorsagar or eqvt. White Ashlar | Cum | 50443
| (B) Red Ashlar | Cum | 46693
6.40.2 | Form item No. 6.38
| (A) Soorsagar or eqvt. White Ashlar | Cum | 49443
| (B) Red Ashlar | Cum | 45693
6.41 | Supplying and fixing ashlar rain water spouts fine (3 lines) dressed as per approved design of size :
6.41.1 | (A) Red Ashlar 60x26x18 cm | Each | 571
| (B) White Ashlar 60x26x18 cm | Each | 1135
6.41.2 | (A) White Ashlar 60x30x25 cm | Each | 1457
| (B) Red Ashlar 60x30x25 cm | Each | 744
6.42 | Supplying and fixing ashlar stone chhajja 5 to 7 cm. thick all exposed surface fully fine dressed, weather dripped includin 75x75mm. Cement batta (1:2:4) between chhajja & wall (single piece upto 1:2m length) :
6.42.1 | (A) Red Ashlar three line dressed | Sqm | 1247
| (B) White Ashlar three line dressed | Sqm | 1707
6.42.2 | (A) Red Ashlar two line dressed | Sqm | 1057
| (B) White Ashlar two line dressed | Sqm | 970
6.42.3 | (A) Red Ashlar one line dressed | Sqm | 759
| (B) White Ashlar one line dressed | Sqm | 743
6.43 | Supplying and fixing Red ashlar railing ordinary with takia and thambli complete fine dressed
6.43.1 | Red Ashlar three line dressed | Sqm | 1296
6.43.2 | Red Ashlar two line dressed | Sqm | 1106
6.43.3 | Red Ashlar one line dressed | Sqm | 808
6.44 | Supplying and fixing Red ashlar stone Jali 5 to 7 cm. thick curved
6.44.1 | Red Ashlar upto half depth | Sqm | 1839
6.44.2 | Red Ashlar upto full depth | Sqm | 2313
6.45 | Re-fixing old ashlar stone w/o dressing
| (A) White Ashlar | Cum | 427
| (B) Red Ashlar | Cum | 340
6.46 | Re-fixing of old stone slab
| (A) White Ashlar | Sqm | 126
| (B) Red Ashlar | Sqm | 108
6.47 | Supply & fixing Red Ashlar shelves 5 to 7 cm. thick exposed surface rough dressed | Sqm | 284
6.48 | Supply and fixing Red Ashlar shelves 5 to 7 cm. thick exposed surface fine (3 lines) dressed | Sqm | 778
6.49 | Red ashlar todies for verandah (pillar and pat) fine (3 lines dressed) | Sqm | 1449
6.5 | Supply and fixing Red Ashlar todies for chhajjas and shelves fine (3 lines) dressed 30x30x10cm. | Sqm | 855
6.51 | Supply and fixing chittar or equivalent stone slab perchits with making edges and top surface level in cement mortar 1:3 complete finished
6.51.1 | Upto 2.15m span
| Soorsagar or eqvt. White Ashlar | Sqm | 674
6.51.2 | Add extra for span more than 2.15m span
| Soorsagar or eqvt. White Ashlar | Sqm | 55
6.52 | Supply and fixing 7 to 10 cm. Soorsagar or equivalent stone chaps in lime mortar or gypsum rough dressed more than 0.60 m. length | Sqm | 344
6.53 | Supply and fixing 2.5 to 5 cm thick Darba Darbi wall of red (Ros) stone rough dressed fixed in lime mortar or gypsum | Sqm | 430
6.54 | Supply and fixing soorsagar or equivalent white stone slab steps 75 to 100 mm thick fine (3 lines) dressed for tread & riser upto 2m. Length, simply supported or centrally fixed with both ends free (projection to be paid only) | Sqm | 3439
6.55 | Deduct if soorsagar or equivalent Bhura Ashlar stone is used in place of white ashlar. | Sqm | 421
Ornamental work (as per existing pattern of Umed Hospital, M.G. Hospital or Rajasthan High Court Building at Jodhpur)
6.56 | Supplying and fixing soorsagar or equivalent 35 cm. height ashlar face (3 line) fine dressin with 3.5 cm. gola/groove complete including cutting and moulding (excluding supply of Ashlar and fixing). | Mtr. | 732
6.57 | Supplying and fixing 13 cm thick soorsagar face stone over vent lintel complete including cutting & moulding (3 line fine dressed) | Mtr. | 1435
6.58 | Supplying and fixing 7 to 8 cm thick soorsagar stone chajja in slope (3 lines fine dressed)including cutting & moulding weather dripped (both sides dressed) | Sqm | 3994
6.59 | Supplying and fixing 7 to 8 cm thick soorsagar stone chajja outer and inner corner complete 3 lines fine dressed including cutting & moulding weather dripped (both sides dressed)
| (A) For white Ashlar stone outer corner | Each | 1686
| (B) For white Ashlar stone Inner corner | Each | 840
6.6 | Supplying and fixing 17 cm thick soorsagar dab stone (face 3 line dressed) including cutting and moulding | Mtr. | 1832
6.61 | Supplying and fixing Flat rain water spouts 25 Cm. Wide in Soorsagar stone clopped chhajja including cutting & moulding. | Each | 1660
6.62 | Supplying and fixing red Ashlar 17 cm thick ventsill with required slope (face & sill 3 line dressed) complete including cutting and moulding | Mtr. | 2656
6.63 | Supplying and fixing red Ashlar 17 cm thick exposed width todies under slopped Chajja with alternate projection and cutting complete including cutting & moulding. | Mtr. | 2689
6.64 | Supplying and fixing red Ashlar 17 cm thick exposed width todies under slopped Chajja F.F. type design 22x22 cm projection (all 0.60 x 0.95 x 0.25 m) | Each | 2521
6.65 | Supplying and fixing 22 cm. Thick red Ashlar bed (pillar cap) 45 cm wide X 135 cm long (3 line dressed) all exposed side complete including cutting, moulding and chamffering etc. | Each | 5047
6.66 | Supplying and fixing white soorsagar stone coping 13 Cm thick & 45 cm wide with 3 set back groove & one projection with sloped tope edge including cutting, moulding and chamffering etc. | Sqm | 4832
6.67 | Labour charges for Animar dressing (old M.G.H. pattern) over Soorsagar or equivalent white Ashlar over already two line dressed surface by using special tools i.e. toothed chisel etc. | Sqm | 848
6.68 | Labour charges for soorsagar or equivalent white Ashlar stone cornice of approved shape and design 18 cm. thick 38 to 40 cm. wide and Animar dressing of M.G.H. pattern (including cutting and moulding). | Mtr. | 1111
6.69 | Labour charges for providing 8 to 10 cm. Gola with animar dressing as per old M.G.H. pattern on white Ashlar | Mtr. | 496
6.7 | Labour charges for soorsagar or equivalent white Ashlar stone coping 15 Cm. thick with cutting, moulding and dressing as per old M.G.H. pattern | Mtr. | 966
6.71 | Labour charges for fixing of stone chhajja and making good the same (exposed surface to be measured.
| (A) Red Ashlar | Sqm | 263
| (B) White Ashlar | Sqm | 266
6.72 | Supplying and fixing stone liri in CM 1:4 work facing with proper projection and chiesel dressing of edges of stone two line dressing of building corners, jambs etc. including uniform joints using aluminium square section of size 12 mm to 15 mm as per requirement of course and width of stone not less than 12 Cm., with requisite number headers (minimum length of stone 0.9 M) 6 cm. to 9 Cm. thick.
(i) | 6 cm. to 9 Cm. thick including finsing face joint with white cement moartar and matching pigment. | Per Sqm. | 1981
(ii) | Add extra for 7 to 10 cm. thick courses. | Sqm | 324
(iii) | 14 cm (5.5") thick including finising face joint with white cement moartar and matching pigment. | Per Sqm. | 2167
6.73 | Stone masonary 7 to 15 Cm. thick cladding in cement sand mortr 1:6 with C.R. First Sort facing and rock facing complete on R.C.C. or C.C. works up to 15 to 20 cm. height. | Mtr. | 179
6.74 | Add extra for two line horizontal edges (Patti) dressing of course Khandas | Mtr. | 59
6.75 | Providing and fixing of machine cut Soorsagar white stone pavement size 600x600 mm and 50 to 75 mm thick over 20 mm thick base cement sand mortar 1:6 be placed at 50-60 mm interval as per existing pavement design. (used single piece 60 cm x 60 cm.) | Sqm | 2092
6.76 | S&F 50 to 75 mm thick fine dressed and machine grained surface white Soorsgar stone partition in cement mortar 1:6 with joint finish flush pointing with white cement sand mortar 1:3 with colour pigment of approved shade as per existing shop & as per direction of Engineer-in-charge. | Sqm | 2178
6.77 | S&F white ashlar stone machine cut Kangura as per approved design 5 cm to 7 cm thick and top portion half round up to 10-12 cm height. Both machine cut finished including excavation of earth work and fixing in cement sand mortar 1:6 as per direction of Engineer incharge complete in all respect size 35 cm wide 5/7 cm thick with all taxes. | Mtr. | 796
6.78 | P&F white ashlar Todies of machine cut for chhajja of porch fixing in cement mortar of gypsum etc. complete in all respect size 30x30x10 cm. | Each | 1050
6.79 | P&F white ashlar Todies of machine cut for corners of porch fixing in cement mortar or gypsum etc. complete in all respect size 45x30x10 cm. | Each | 1224
6.8 | Supply & fixing or equivelent white ashlar stone archess fully fine fine (3 line) dressed 0.90 M (3' span) | Each | 9724
6.81 | Supply & fixing or equivelent white ashlar stone archess fully fine fine (3 line) dressed 1.20 M (4' span) finished. | Each | 11756
6.82 | Supply & fixing or equivelent white ashlar stone archess fully fine fine (3 line) dressed 1.50 M (5' span) finished. | Each | 13434
6.83 | Supply & fixing or equivelent white ashlar stone archess fully fine fine (3 line) dressed 1.80 M (6' span) finished. | Each | 15112
6.84 | Supply & fixing or equivelent white ashlar stone archess fully fine fine (3 line) dressed 2.10 M (7' span) finished. | Each | 17855
6.85 | Providing & Installation of White ashlar stone Carved perforated Jali 50 to 70mm thick with height 600mm and length not exceeding 1250mm with pillar 900mm long with groove cutting etc. complete as per direction of Engineer-in-charge (excluding cost of providing & fixing dassa). | Rm | 8077
6.86 | Supplying and fixing stone liri in CM 1:4 work facing with proper projection and chiesel dressing of edges of stone two line dressing of building corners, jambs etc. including uniform joints using aluminium square section of size 12 mm to 15 mm as per requirement of course and width of stone not less than 12 Cm., with requisite humber headers (minimum length of stone 0.9 M) 14 cm (5.5")thick. | Sqm | 2081
6.87 | Supplying and fixing Jodhpur machine cut stone Kadau in CM 1:4 with rock facing with proper projection and machine cut edges of stone, two line dressing of building corners, jambs etc. including uniform joints using aluminium square section of size 12 mm to 15 mm as per requirement of course and width of stone not less than 12 Cm., with reqisite humber headers (minimum length of sotne 0.9 M) | Sqm.
(i) | 29cm (11.5")hight | Per Sqm. | 3259
(ii) | 19cm (7.5")hight | Per Sqm. | 2880
6.88 | Supply and fixing Jodhpur sand stone Machine cut Dash, Coping,sill,lintel fixed in cement sand mortar 1:4.
(i) | 15 cm (6") thick | Per Sqm. | 2923
(ii) | 9 cm (3.5") thick | Per Sqm. | 2081
(iii) | 5 cm (2") thick | Per Sqm. | 2167
(iv) | 3.5 cm (1.5") thick | Per Sqm. | 1984
6.89 | Supply and fixing Jodhpur sand stone Machine cut Kerb stone (10cm wide 40 cm. height) fixed in white cement sand mortar 1:4 with pigment including EarthWork. | Rm. | 857
6.9 | Supply and fixing Jodhpur sand stone Machine cut Nali fixed in white cement sand mortar 1:4 with pigment including E/W
| (A) Single nali 55 cm wide 40 cm hight | Rm. | 3421
| (B) Double nali 85 cm wide 40 cm hight | Rm. | 4312
6.91 | Add extra for facing with white ashlar stone three line dressed of size 300x300mm with min. thickness of 125mm, including all four edge are chamfered cut 12mm x 12mm with 3 line dressing, every fifth stone header with thickness min.300 mm,including additional cost of stone as per drawing or as approved by Engineer In Charge, Complete with all respect . | Sqm | 4350
6.92 | Fine dressed stone flooring over 20 mm (average) thick base of cement mortar 1:4 ( 1cement : 4 coarse sand) with joints finished flush. Red Sand stone size not less than 1350 Cm2,
| a) 40mm | Sqm | 1244
| b) 50mm | Sqm | 1392
| c) 75mm | Sqm | 1685
6.93 | Fine dressed stone flooring over 20 mm (average) thick base of cement mortar 1:4 ( 1cement : 4 coarse sand) with joints finished flush. White Sand stone size not less than 1350 Cm2,
| a) 40mm | Sqm | 1392
| b) 50mm | Sqm | 1538
| c) 75mm | Sqm | 1831
6.94 | Chiesel dressing of machine cut Jodhpur ashlar stone. | Sqm | 517
1517299

## BSR_B7
CHAPTER : B - 7
MARBLE, GRANITE AND TILE WORKS
Chapter Code No | Description | Unit | Rate (Rs.)
1 | 2 | 3 | 4
7.1 | Providing and fixing Marble stone flooring table rubbed, 15-18 mm thick over 20mm (Av.) thick base of CM 1:4 (1 cement : 4 coarse sand) jointing with white cement mortar 1:2 (1 white cement : 2 marble dust) with pigment to match the shade of the marble slab including grinding, rubbing and polishing complete.
OR
Providing and fixing stone slabs table rubbed, 15-18 mm thick in Walls, Steps, Pillars, Counters, Jambs, Shelves, Sills etc. laid on 12mm (Av.) thick base of CM 1:3 (1 cement : 3 coarse sand) jointing with white cement mortar 1:2 (1white cement : 2 marble dust) with pigment to match the shade of the marble slab including grinding, rubbing and polishing complete.
7.1 | Makrana 'Adanga'.
7.1.1 | Upto to 1500 Cm2 Tiles | Sqm. | 1164
7.1.2 | 1501 Cm2 to 3600 Cm2 Tiles | Sqm. | 1350
7.1.3 | Above 3601 Cm2 Slabs | Sqm. | 1674
7.2 | Rajnagar 1st quality/Ageria with light spots.
7.2.1 | Up to 1500 Cm2 Tiles | Sqm. | 1044
7.2.2 | 1501 Cm2 to 3600 Cm2 Tiles | Sqm. | 1157
7.2.3 | Above 3601 Cm2 Slabs | Sqm. | 1305
7.3 | Keseriaji/ Abu Ambaji (Green Marble)
7.3.1 | Up to 1500 Cm2 Tiles | Sqm. | 1084
7.3.2 | 1501 Cm2 to 3600 Cm2 Tiles | Sqm. | 1268
7.3.3 | Above 3601 Cm2 Slabs | Sqm. | 1674
7.4 | Bhaislana,Abu,Kishangarh Zebra (Black Marble)
7.4.1 | up to 1500 Cm2 Tiles | Sqm. | 1029
7.4.2 | 1501 Cm2 to 3600 Cm2 Tiles | Sqm. | 1120
7.4.3 | Above 3601 Cm2 Slabs | Sqm. | 1361
7.5 | Providing and fixing Granite stone slab mirror polished and machine edge cut in walls, pillars, steps, Shelves, Sills Counters, Floors etc. laid on 12mm (Av.) thick base of cement mortar 1:3 (1 cement : 3 coarse sand) jointing with white cement mortar 1:2 (1white cement : 2 marble dust) with pigment to match the shade of the marble slab including grinding, rubbing and polishing complete.
7.5.1 | Jhunjhunu / Jalore (Red/Choclate/Black/Pink Colour)
(i) | Up to 1500 Cm2 Tiles | Sqm. | 1993
(ii) | 1501 Cm2 to 3600 Cm2 Tiles | Sqm. | 2818
(iii) | Above 3601 Cm2 Slabs | Sqm. | 3028
7.5.2 | South (Red)
(i) | Up to 1500 Cm2 Tiles | Sqm. | 2453
(ii) | 1501 Cm2 to 3600 Cm2 Tiles | Sqm. | 2944
(iii) | Above 3601 Cm2 Slabs | Sqm. | 3434
7.5.3 | South Zed Black
(i) | Up to 1500 Cm2 Tiles | Sqm. | 2334
(ii) | 1501 Cm2 to 3600 Cm2 Tiles | Sqm. | 3176
(iii) | Above 3601 Cm2 Slabs | Sqm. | 4076
7.5.4 | Good quality South Black
(i) | Up to 1500 Cm2 Tiles | Sqm. | 2310
(ii) | 1501 Cm2 to 3600 Cm2 Tiles | Sqm. | 2952
(iii) | Above 3601 Cm2 Slabs | Sqm. | 3850
7.5.5 | Jalore (P-white / S-white/ Rosy Pink colour)
(i) | Up to 1500 Cm2 Tiles | Sqm. | 1850
(ii) | 1501 Cm2 to 3600 Cm2 Tiles | Sqm. | 2400
(iii) | Above 3601 Cm2 Slabs | Sqm. | 2750
7.5.6 | Rajasthan Black
(i) | Up to 1500 Cm2 Tiles | Sqm. | 2000
(ii) | 1501 Cm2 to 3600 Cm2 Tiles | Sqm. | 2600
(iii) | Above 3601 Cm2 Slabs | Sqm. | 3100
7.6 | Extra for providing edge moulding to 15-18mm thick marble/ Granite/Kota stone counters, Vanities etc. including machine polishing to edge to give high gloss finish etc. complete as per design approved by Engineer-in-Charge.
7.6.1 | Marble work
(i) | Full Edge moulding | Mtr. | 146
(ii) | Half Edge moulding | Mtr. | 88
7.6.2 | Granite/Kota Stone Work
(i) | Full Edge moulding | Mtr. | 233
(ii) | Half Edge moulding | Mtr. | 143
7.7 | Extra for fixing marble /granite stone over and above corresponding basic item, in facia and drops of width upto 150 mm with epoxy resin based adhesive including cleaning etc. complete | Mtr. | 24
7.8 | Extra for providing opening of required size & shape for wash basins/ kitchen sink in kitchen platform, vanity counters and similar location in marble/Granite/stone work including necessary holes for pillar taps etc. including rubbing and polishing of cut edges etc. complete | Each Opening | 256
7.9 | Extra for Mirror polishing on marble work where ever required to give high gloss finish complete. | Sqm. | 102
7.1 | Extra in marble/other flooring work for upto 50 mm wide strip of Green/White/ Jaisalmer stone in flooring work as per direction of Engineer in Charge | Rm | 52
7.11 | Providing and fixing cramps of required size & shape in RCC/ CC backing with cement mortar 1:2 ( 1 cement :2 coarse sand) including drilling necessary hole in stones and embedding the cramp in the hole .
7.11.1 | Gun Metal cramp | Kg | 642
7.11.2 | Stainless steel cramps | Kg | 611
7.12 | Providing and fixing 1st quality standard white, grey, ivory, fume red brown, light green, light blue and other light shades glazed tiles confirming to IS : 13753 & IS :15622 of size 200mm x 300mm in walls, floors, steps, pillars etc. laid on a bed of neat cement slurry finished with flush pointing in the white cement mixed with pigment to match the shade of the tile complete (excluding the cost of cement plaster on walls and pillar). | Sqm. | 674
7.13 | Providing and fixing 1st quality MAT finished ceremic tile size 300x300mm confirming to IS : 13755 and IS : 15622 colour such as white, grey, ivory, fume red brown, light green, light blue and other light shades in floors, steps, pillars etc. laid on a bed of neat cement slurry finished with flush pointing in the white cement mixed with pigment to match the shade of the tile complete (including the cost of cement mortar bed 1:4). | Sqm. | 748
7.14 | Extra for using Marble printed / Granite shade or dark shade tiles instead of white, grey, ivory, fume red brown, light green, light blue and other light shades in glazed tiles and MAT finished tiles. | Sqm | 10%
7.15 | Extra for using size above 200x300mm in glazed tiles and for using 400mm x 400mm MAT finished tiles in place of 300mm x 300mm size. | Sqm | 10%
7.16 | Providing and fixing 75 mm wide Decorative Border in different shades and in all coloures in glazed tiles laid over 12 mm thick bed of cement mortar 1:3 (1 cement : 3 coarse sand) and jointing with grey cement slurry @ 3.3 kg per sqm including pointing in white mixed with pigment of matching shade complete. | Rmt. | 329
7.17 | Providing and fixing Motive pieces all colours for glazed tiles laid over 12 mm thick bed of cement mortar 1:3 (1 cement : 3 coarse sand) and jointing with grey cement slurry @ 3.3 kg per sqm including pointing in white mixed with pigment of matching shade complete..
7.17.1 | Size 200 x 200mm | Each | 130
7.17.2 | Size 200 x 300mm | Each | 155
7.17.3 | Size 300 x 300mm | Each | 219
7.17.4 | Size 300 x 450mm | Each | 250
7.17.5 | Size 300 x 600mm | Each | 281
7.18 | P & F 1st qualityVitrified Porcelain Polished tiles on floor, skirting and steps etc.in different sizes (thickness to be specified by manufactuer) with water absortion less than 0.08% and conforming to IS 15622 of approved make in all colour and shade, laid with 20 mm thick CM 1 : 4 including grounting the joints with white cement and matching pigment etc complete.
7.18.1 | size 450 mm X 450 mm | Sqm | 789
7.18.2 | size 600 mm X 600 mm | Sqm | 911
7.18.3 | size 800mm X 800 mm | Sqm | 1100
7.19 | Add extra for Fixing glazed/ Ceramic/ Vitrified floor tiles with cement based high polymer modified quick-set tile adhesive (Water based) conforming to IS: 15477 , using 5kg. adhesive per sqm of tile area, in average 3mm thickness instead of cement mortar. | Sqm | 128
7.2 | Providing and fixing 1st quality standard white, grey, ivory, fume red brown, light green, light blue and other light shades ceramic glazed vitrified tiles with water absortion less than or equal to 0.08% confirming to IS:13753 & IS : 15622 on walls, pillars etc. laid on a bed of neat cement slurry finished with flush pointing in the white cement mixed with pigment to match the shade of the tile complete (excluding the cost of cement plaster on walls and pillar).
7.20.1 | Size 600mm x 1200mm | Sqm | 1463
7.20.2 | Size 800mm x 1200mm | Sqm | 1825
7.20.3 | Size 196mm x 1215mm | Sqm | 1824
7.21 | Providing and fixing 1st quality MAT & GLOSSY finished ceramic tile confirming to IS : 13755 and IS : 15622 colour such as white, grey, ivory, fume red brown, light green, light blue and other light shades in floors, steps, pillars etc. laid on a bed of neat cement slurry finished with flush pointing in the white cement mixed with pigment to match the shade of the tile complete (including the cost of cement mortar bed 1:4).
7.21.1 | Size 250mm x 375mm | Sqm | 727
7.21.2 | Size 300mm x 450mm | Sqm | 809
7.21.3 | Size 300mm x 600mm | Sqm | 894
7.21.4 | Size 250mm x 1000mm | Sqm | 1079
7.21.5 | Size 600mm x 600mm | Sqm | 1162
7.22 | P & F 1st qualityHeavy Duty Vitrified Polished Digital tiles on floor, skirting and steps etc.in different sizes (thickness minimum 10mm) with water absortion less than or equal 0.08% and conforming to IS 15622 of approved make in all colour and shade, laid with 20 mm thick CM 1: 4 including grounting the joints with white cement and matching pigment etc complete.
7.22.1 | Size 298mm x 298mm | Sqm | 705
7.22.2 | Size 300mm x 450mm | Sqm | 870
7.22.3 | Size 600mm x 600mm | Sqm | 1126
7.22.4 | size 600 mm X 1200 mm | Sqm | 1415
7.23 | Providing non slip grooves to granite/ kota stone flooring, counters, vanities etc. using groove cutter V type including machine polishing to groove to give high gloss finish etc. complete as per design approved by engineer in charge | Mtr. | 105
7.24 | P & F 1st quality Heavy Duty Vitrified glazed MAT tiles on floor, skirting and steps etc.in different sizes (thickness minimum 10mm) with water absortion less than or equal 0.08% and conforming to IS 15622 of approved make in all colour and shade, laid with 20 mm thick CM 1: 4 including grounting the joints with white cement and matching pigment etc complete.
7.24.1 | size 600 mm X 600 mm | Sqm | 1183
7.24.2 | size 600 mm X 1200mm | Sqm | 1645
7.25 | P & F 1st quality Heavy Duty Vitrified Double Charged tiles on floor, skirting and steps etc.in different sizes (thickness minimum 10mm) with water absortion less than or equal 0.08% and conforming to IS 15622 of approved make in all colour and shade, laid with 20 mm thick CM 1: 4 including grounting the joints with white cement and matching pigment etc complete.
7.25.1 | size 600 mm X 600mm | Sqm | 1041
7.25.2 | size 800 mm X 800mm | Sqm | 1296
7.25.3 | size 1000 mm X 1000mm | Sqm | 1464
7.25.4 | size 600 mm X 1200mm | Sqm | 1425
7.26 | Providing and fixing 1st quality standard Marble printed/ Granite Shade or Light/dark shad glazed tiles confirming to IS : 13753 & IS :15622 of size 300mm x 600mm in walls, floors, steps, pillars etc. laid on a bed of neat cement slurry finished with flush pointing in the white cement mixed with pigment to match the shade of the tile complete (excluding the cost of cement plaster on walls and pillar). | Sqm. | 1003
96370.2

## BSR_B8
CHAPTER : B-8
WOOD WORK
Chapter Code No | Description | Unit | Rate (Rs.)
1 | 2 | 3 | 4
8.1 | Providing & fixing door, window, chowkhats and other frames, including antitermite treatment, M.S. flat, hold fasts of size 250 x 40 x 3mm fixed with M.S. bolt 5mm dia 50mm long duly embedded in cement concrete M-15 grade :
8.1.1 | Sal wood Grade - I. | Cum | 48847
8.1.2 | Kiln seasoned and chemically treated Hollock wood. Grade I | Cum | 41491
8.1.3 | Sheesham wood Grade - I. | Cum | 101671
8.1.4 | Nigeria teak wood Grade - I. | Cum | 110138
8.1.5 | Ghana teak wood Grade - I. | Cum | 118554
8.1.6 | Ivory coast wood Grade I | Cum | 135533
8.2 | Supplying and fixing wood work in frames of wall panelling, false ceiling partition wall etc. as per approved design and drawing including antitermite treatment.
8.2.1 | Hollock wood Grade - I. | Cum | 46270
8.2.2 | Chir wood Grade - I. | Cum | 43387
8.3 | Add extra in frames for circular members such as in fan lights, staircase railing etc. | Cum | 10%
8.4 | Providing and fixing fully panelled/partly panelled/ double leaf shutter frames for doors as per approved design and drawings with approved ordinary C.P./ oxidised steel fittings as per Annexure - 'A' and width of styles & top rails of 100mm and lock rails width of 150mm and bottom rails of 200mm width including teak wood beading of size 19mm x 12mm on both faces complete :
8.4.1 | 35 mm thick
8.4.1.1 | Nigeria wood grade I | Sqm | 2778
8.4.1.2 | Ghana wood grade I | Sqm | 2968
8.4.1.3 | Shesham wood grade I | Sqm | 2584
8.4.1.4 | Ivory coast wood grade I | Sqm | 3345
8.4.2 | 30 mm thick
8.4.2.1 | Nigeria wood grade I | Sqm | 2465
8.4.2.2 | Ghana wood grade I | Sqm | 2628
8.4.2.3 | Shesham wood grade I | Sqm | 2284
8.4.2.4 | Ivory coast wood grade I | Sqm | 2957
8.5 | Providing and fixing fully panelled /partly panelled double leaf shutters frame for windows and ventilators as per approved design and drawings with approved steel fittings as per Annexure ‘A’ and width of styles, bottom and top rails 75mm including intermediate rails 50mm wide, beading of 25mm x 15mm size on both faces :
8.5.1 | 35 mm thick
8.5.1.1 | Nigeria wood grade I | Sqm | 2488
8.5.1.2 | Ghana wood grade I | Sqm | 2650
8.5.1.3 | Shesham wood grade I | Sqm | 2312
8.5.1.4 | Ivory coast wood grade I | Sqm | 2976
8.5.2 | 30 mm thick
8.5.2.1 | Nigeria wood grade I | Sqm | 2208
8.5.2.2 | Ghana wood grade I | Sqm | 2347
8.5.2.3 | Shesham wood grade I | Sqm | 2045
8.5.2.4 | Ivory coast wood grade I | Sqm | 2627
8.5.3 | 25 mm thick
8.5.3.1 | Nigeria wood grade I | Sqm | 1929
8.5.3.2 | Ghana wood grade I | Sqm | 2039
8.5.3.3 | Shesham wood grade I | Sqm | 1779
8.5.3.4 | Ivory coast wood grade I | Sqm | 2277
8.6 | Providing and fixing wood panelling or panelling and glazing in panelled or panelled and glazed shutters for doors, windows and clerestory windows (Area of opening for panel inserts excluding portion inside grooves or rebates to be measured). Panelling for panelled and glazed shutter 25 mm to 40 mm thick
8.6.1 | Wood panel grade I
8.6.1.1 | Nigeria wood Grade I | Sqm | 2244
8.6.1.2 | Ghana wood grade I | Sqm | 2398
8.6.1.3 | Shesham wood grade I | Sqm | 2079
8.6.1.4 | Ivory coast wood grade I | Sqm | 2708
8.6.2 | IS 710- 1976 marked 9 mm thick commerical ply | Sqm | 906
8.6.3 | IS 710- 1976 marked 9 mm thick Teak ply BWR one side | Sqm | 1568
8.6.4 | IS 710- 1976 marked 9 mm thick Teak BWR ply both side | Sqm | 1821
8.6.5 | IS 710- 1976 marked 12 mm thick commerical ply | Sqm | 1081
8.6.5A | IS 710- 1976 marked 19 mm thick commerical ply | Sqm | 1243
8.6.6 | IS 710- 1976 marked 12 mm thick Teak ply BWR one side | Sqm | 1821
8.6.7 | IS 710- 1976 marked 12mm thick Teak ply BWR both side | Sqm | 2074
8.6.8 | Wire gauge 24 gauge 14 mesh of IS 1568-1970 marked 85 gauge of dia 0.56 mm | Sqm | 695
8.6.9 | SS wire gauge 14 mesh x 24 gauge | Sqm | 927
8.6.10 | 4 mm plain float glass | Sqm | 839
8.6.11 | 5 mm float glass | Sqm | 1020
8.6.12 | 8 mm thick glass | Sqm | 1445
8.6.13 | 6 mm thick glass | Sqm | 1694
8.6.14 | 10 mm thick glass | Sqm | 2357
8.6.15 | 12 mm thick glass | Sqm | 2755
8.6.16 | 5 mm tinted glass | Sqm | 1628
8.6.17 | 5 mm reflected glass | Sqm | 1827
8.7 (a) | Extra for providing frosted glass panes instead of ordinary float glass panes in doors, windows and clerestory window shutters. (Area of opening for glass panes excluding portion inside rebate shall be measured). | Sqm | 306
8.7 (b) | Extra for providing toughened glass panes instead of ordinary float glass panes in doors, windows and clerestory window shutters. (Area of opening for glass panes excluding portion inside rebate shall be measured). | Per mm Per Sqm | 50
8.8 | Deduct for providing pin headed glass panes instead of ordinary float glass panes weighing 4 mm thick in doors, windows and clerestory windows, shutters (Area of opening for glass panes excluding portion inside rebate shall be measured). | Sqm | 96
8.9 | Extra for providing IS 1341-1992 marked Stainless Steel butt hinges instead of black enamelled M.S. butt hinges with necessary screws. (Shutter area to be measured). | Sqm | 127
8.1 | Extra for providing movable/ fixed Nigeria / Ghana /Ivory Teak wood grade - I louvers instead of wooden panels in column No.4 for Nigeria / Ghana/Ivory Teak wood door shutters. | Sqm | 10 %
8.11 | Deduct for providing Single leaf shutter instead of double leaf. | Sqm | 20 %
8.12 | Add extra for etching work in glass work as per direction of engineer incharge (Area of opening for glass panes excluding portion inside rebate shall be measured) | Sqm | 20%
8.13 | Providing and fixing external grade board solid core single leaf flush door shutters ISI 2202-67 marked using Phenol formal dehyderesin in glue both sides with approved steel fittings complete as per annexure 'A' :
8.13.1 | 25 mm thick .
8.13.1.1 | Commercial Veneer both side | Sqm | 1686
8.13.1.2 | Decorative teak veneer One side | Sqm | 1894
8.13.1.3 | Decorative teak veneer both side | Sqm | 2376
8.13.2 | 30 mm thick .
8.13.2.1 | Commercial Veneer both side | Sqm | 1841
8.13.2.2 | Decorative teak veneer One side | Sqm | 2033
8.13.2.3 | Decorative teak veneer both side | Sqm | 2440
8.13.3 | 35 mm thick .
8.13.3.1 | Commercial Veneer both side | Sqm | 1991
8.13.3.2 | Decorative teak veneer One side | Sqm | 2248
8.13.3.3 | Decorative teak veneer both side | Sqm | 2505
8.14 | Extra for providing external lipping with 2nd class teak wood battens 6 mm minimum depth on all edges of shutters (over all area of door shutter to be measured) Over item no. 8.13. | Sqm | 141
8.15 | Extra for providing vision panel not exceeding 0.1 Sqm in all type of flush doors (cost of glass excluded) (overall area of door shutter to be measured) : | Each | 128
8.16 | Extra if louvers (not exceeding 0.2 sqm) are provided in flush door shutters (overall area of door shutters to be measured). . | Sqm. | 308
8.17 | Extra for cutting rebate in flush door shutters for making double leaf shutter(Total area of the shutter to be measured). | Sqm. | 89
8.18 | Extra for providing other type of fittings as mention in annexure A ( as approved by EI) :
8.18.1 | Brass fittings | Sqm. | 20 %
8.18.2 | Stainless steel fittings | Sqm. | 10%
8.19 | Providing and fixing Hollow core partition wall using 50x30 mm Chir wood frame 600 mm c/c on both directions,door opening as per drawing with steel fittings antitermite treatment complete as per specifications using :
8.19.1 | ISI 4 mm thick commercial ply with 0.80 mm mica with adhesive on both sides. | Sqm | 2044
8.19.2 | ISI 4 mm teak ply one side BWR | Sqm | 1928
8.2 | Providing and fixing wall panelling using soft wood frame of size 50x25mm @600 mm c/c in both directions duly treated with anti-termite treatment making grooves painting of grooves specification and drawing using :
8.20.1 | ISI 6 mm teak ply one side BWR | Sqm | 1484
8.20.2 | ISI 9 mm teak ply one side BWR | Sqm | 1786
8.20.3 | 12mm thick Acoustical Board | Sqm | 1426
8.20.4 | 12 mm thick one side laminated board Practical board (Phenol bonded) | Sqm | 1748
8.21.1 | Providing and fixing 50 mm thick resin bounded glass wool 32 kg/cum density wrapped in julities cloth bag (box type) and held in position using chicken mesh | Sqm | 560
8.21.2 | Providing and fixing Hassian cloth of approved colour and texture over soft wood frame glass wool & fibre glass tissue paper | Sqm | 312
8.22 | Providing and fixing expandable fastners of specified size with necessary plastic sleeves and galvanised M.S. screws including drilling holes in masonry work /CC/R.C.C. and making good etc. complete
8.22.1 | 25 mm long | Each | 13
8.22.2 | 32 mm long | Each | 17
8.22.3 | 40 mm long | Each | 18
8.22.4 | 50 mm long | Each | 19
8.23 | Providing and fixing Nigeria / Ghana /Ivory Coast Teak wood grade-I mouldings and beadings in doors and windows size :-
8.23.1 | 50x12 mm | Mtr | 89
8.23.2 | 50x20 mm | Mtr | 127
8.23.3 | 25x12 mm | Mtr | 72
8.23.4 | 25x20 mm | Mtr | 88
8.24 | Providing and fixing 18 mm thick, 150 mm wide pelmet of flat pressed 3 layer or graded wood particle board medium density grade I, IS : 3087 marked including top cover of 6 mm commercial ply wood conforming to IS: 303 BWR grade, nickel plate MS 20 mm dia curtain rod with nickel plated bracket including fixing with 25x3 mm MS flat 10 cm long all complete | Mtr | 341
8.25 | Providing and fixing curtain rods of 1.25 mm thick chromium plated brass plate, with two chromium plated brass brackets fixed with C.P. brass screws and wooden plugs, etc., wherever necessary complete:
8.25.1 | 12 mm | Mtr.. | 231
8.25.2 | 20 mm | Mtr.. | 266
8.26 | Providing and fixing IS : 3564 marked Aluminium die cast body tubular type universal hydraulic door closer with necessary accessories and screws etc. complete. | Each | 908
8.27 | Providing and fixing IS : 3564 marked aluminium extruded section body tubular type universal hydraulic door closer with double speed adjustment with necessary accessories and screws etc. complete. | Each | 1478
8.28 | Providing and fixing Bamboo jaffery/ fencing consisting of superior quality 25mm dia (Average) half cut bamboo placed vertically and fixed together with three numbers horizontal running members of wood in scantling of section 50X25mm fixed with nails and GI wire to existing surface complete as per direction of EI | Sqm | 413
8.29 | Providing and Fixing Bamboo Zafari/Fencing consisting of superior quality 25mm dia Solid Bamboo placed vertically & fixed together with 3 Nos Horizontal running members of wood in scantling of section size 50x40mm and fixed with nut and bolt to existing surface/angle post as per direction given by Engineer-in-charge | Sqm | 941
8.3 | Providing and fixing wooden moulded corner beading of triangular shape to the junction of panelling etc. with iron screws, plugs and priming coat on unexposed surface etc. complete 2nd class teak wood. 50x50mm (base and height) | Rm | 182
8.31 | Providing and fixing bright finished Mortice lock of approved make Godrej or equivalent with pair of CP handles for doors with necessary screws etc complete (Best make of approved quality) as per direction of Engineer-in-charge. | Each | 629
8.32 | Extra for providing Brass handle instead of CP handle | Each | 10%
8.33 | Providing and fixing Almirah lock (50 to 70 mm size )of approved make without pair of handles for door with necessary screws etc complete as per direction of Engineer-in-charge. | Each | 150
8.34 | Providing & Fixing of ward robe shutters made out of 19mm thick BWP block board ISI of superior quality make with following details :-
| Front side finishing with 1mm thick superior quality mica approved make and 0.8mm thick approved shade mica in the inner side. Covering with teak wood beading 25x12mm all the sides of shutter & 35x12mm on outer frame for making good the wall joint including heavy brass S.S. fittings (Handle 200mm 2 Nos., Tower Bolt 150mm 2 Nos., Brass Lock 1 Nos., Magnetic Catcher 2 Nos., Brass Hinges 75x40x2.5 mm 6 Nos., SS Hanger Rod 20mm dia) complete as per drawing and design approved by Engineer in Charge. | Sqm | 5571
8.35 | Providing & Fixing mica of approved make for inner/outer side of shutters with fevicol & nails complete as per approved by engineer in charge.
8.35.1 | 0.6mm thick mica | Sqm | 627
8.35.2 | 0.8mm thick mica | Sqm | 762
8.36 | Providing & Fixing decorative veneer of approved make for inner/outer side of shutters with fevicol & nails complete as per approved by engineer in charge.
8.36.1 | 4.0mm thick veneer | Sqm | 1434
8.36.2 | 6.0mm thick veneer | Sqm | 1569
8.37 | Providing and fixing S.S. Rod 30mm dia (304 grade ,16SWG) including brackets fixed with C.P. brass screws and rawl plugs, etc., wherever necessary complete two side central all fittings. | Rmt | 650
8.38 | Providing & Fixing BWR ISI marked 19 mm board of approved make for making wardrobe/shelves and other furniture with fevicol & nails complete as per approved by engineer in charge. | Sqm | 1350
8.39 | Providing & Fixing Commercial Ply as per IS 710 : 1976 BWR of approved make for making wardrobe/shelves and other furniture with fevicol & nails complete as per approved by engineer in charge.
(i) | 18 mm thick | Sqm | 1350
(ii) | 12 mm thick | Sqm | 1031
(iii) | 6 mm thick | Sqm | 850
8.4 | Providing & Fixing telescopic channel of approved make for drawers with screws complete as per approved by engineer in charge.
(i) | 300mm long | Each | 426
(ii) | 400mm long | Each | 513
(iii) | 450mm long. | Each | 563
(iv) | 500mm long | Each | 628
(v) | 600mm long | Each | 751
8.41 | Providing & Fixing drawer handle of approved make for drawers with screws complete as per approved by engineer in charge.
(i) | 100mm long | Each | 159
(ii) | 150mm long | Each | 195
8.42 | Providing & Fixing drawer lock of approved make for drawers with screws complete as per approved by engineer in charge. | Each | 448
787113.4

## BSR_B9
CHAPTER : B-9
STEEL & FENCING WORKS
Chapter Code No | Description | Unit | Rate (Rs.)
1 | 2 | 3 | 4
9.1 | Structural steel work in single section fixed with or without connecting plate including cutting, hoisting ( height upto 10 m), fixing in position and applying a priming coat of approved steel primer all complete. | Kg. | 72 | 15%
9.1.1 | Add Extra if I/rail section is used | Kg. | 10%
9.2 | Structural steel work riveted, bolted or welded in built up sections, trusses and framed work, including cutting, hoisting (height upto 10 m) , fixing in position and applying a priming coat of approved steel primer all complete: | Kg. | 81 | 15%
9.3 | Steel work in built up tubular trusses including cutting, hoisting ( height upto 10 m)fixing in position and applying a priming coat of approved steel primer, welded and bolted including special shaped washers etc. complete.
9.3.1 | Hot finished welded type tubes. | Kg. | 100
9.3.2 | Hot finished seamless type tubes. | Kg | 109
9.3.3 | Electric resistance or induction butt welded tubes. | Kg. | 131
9.4 | Extra for hoisting and fixing for every additional one metre or part thereof beyond 10 mtr height. | Kg. | 6
9.5 | Providing and fixing T-iron frames for doors, windows and ventilators of mild steel Tee-sections, joints mitred and welded with 15x3 mm lugs 10cm long embedded in cement concrete blocks 15x10x10 cm of 1:3:6 (1 cement : 3 coarse sand : 6 graded stone aggregate 20 mm nominal size) or with wooden plugs and screws or rawl plugs and screws or with fixing clips or with bolts and nuts as require including fixing of necessary butt hinges and screws and applying a priming coat of approved steel primer. | Kg. | 83 | 15%
9.6 | Providing and fixing pressed steel door frames confirming to IS 4351 manufactured from commercial mild steel sheet of 1.25 mm thickness including hinges jamb, lock jamb, bead and if required angle threshold of mild steel angle of section 50x25mm, or base ties of 1.25mm pressed mild steel welded or rigidly fixed together by mechanical means, adjustable lugs with split end tail to each jamb including steel butt hinges 2.5mm thick with mortar guards, lock strike-plate and shock absorbers as specified and applying a coat of approved steel primer after pre-treatment of the surface including filling with CC 1:2:4(M15 grade) complete as directed by Engineer-in-charge :
9.6.1 | Profile B | Mtr. | 429
9.6.2 | Profile C | Mtr. | 469
9.6.3 | Profile E | Mtr. | 506
9.7 | Supply and fixing in cement mortar welded hand railing made out of MS round or square bars, flats etc. for staircase or verandah as per design complete in all respect (wooden or PVC hand railing to be paid extra) with priming coat of red oxide. | Kg. | 81
9.7.1 | Extra for providing D type pipe head as top of hand railing | Kg. | 10%
9.8 | Providing and fixing steel gate, grating , and grills made of angles, tees, square bars, flats,or black pipe with holdfast and fittings complete as per design and drawing including cutting welding and fabrication with priming coat of red oxide | Kg. | 96
9.8.1 | Extra if square,rectangular hollow tubelar sections are used or grill made by flats only | Kg. | 10%
9.9 | Providing and fixing cow catcher made of R.S. joist angles channels MS rounds including cutting welding and fabrication with priming coat of red oxide (as per design). | Kg. | 74
9.1 | Providing and fixing in position collapsible steel shutters with vertical M.S. Channels 20 x 10 x 2mm and bracket with flat iron diagonals 20 x 5mm. size with top and bottom rail of T-iron 40 x 40 x 6mm. with 40mm dia steel pulleys/ball bearing complete with bolts, nuts locking arrangements inside and outside stoppers, handles etc. as per specification including applying a priming coat of approved steel primer. (To be measured and paid as per outer dimension). | Sqm. | 5174
9.11 | Providing and fixing 1mm thick M.S. sheet sliding-shutters with frame & diagonals braces of 40 x 40 x 6mm. angle iron 3mm M.S. gusset plates at the junction and corners, 25mm dia pulley 40x40x6mm angle and T-iron guide at the top and bottom respectively including applying a priming coat of approved steel primer. | Sqm | 3579
9.12 | Providing and fixing 1mm thick M.S. sheet garrage door shutters with frame of 40 x 40 x 6mm. angle iron 3mm M.S. gusset plates at the junction and corners including all fittings and applying a coat of approved steel primer : (Excluding cost of frames)
9.12.1 | Using M.S. angles 40 x 40 x 6mm for diagonal braces. | Sqm. | 3141
9.12.2 | Using flats 30 x 6mm for diagonal braces and central cross piece. | Sqm. | 2993
9.13 | Supplying and fixing rolling shutters of approved make, made of 80 x 1.25mm. M.S. laths interlocked together through their entire length and jointed together at the end by end locks mounted on specially designed pipe shaft with brackets, side guides and arrangements for inside and outside locking with push and pull operation complete including cost of spring hooks, providing and fixing necessary 25.3cm. long wire springs grade No. 2 and M.S. top cover 1.25mm thick for rolling shutters as per design & IS 6248- 1979. (Clear openable area to be measured for payment). | Sqm. | 2074
9.14 | Providing & fixing ball bearing for rolling shutters | Each | 516
9.15 | Extra for providing mechanical device chain and crank operation for operating rolling shutters.
9.15.1 | Exceeding 10.00 Sqm and upto 16.80 Sqm in the area. | Sqm. | 823
9.15.2 | Exceeding 16.80 Sqm in the area. | Sqm. | 887
9.16 | Extra for providing grilled rolling shutters manufactured out of 8 mm dia. M.S. bar instead of laths as per design approved by Engineer-in-charge. (area of grill to be measured). | Sqm. | 327
9.17 | Providing and fixing M.S. sheet 1mm thick single leaf door shutter in angle iron frame 35x35x5mm suitabilly diagonally braced with 25x3mm flat iron above and below lock rail of size 50x5mm beading extra including all fittings, as per direction of Engg. incharge but excluding cost of chowkhats: including two coats of anit-corrosive red oxide primer paint | Sqm. | 2869
9.17.1 | Add extra for double leaf shutters. | Sqm. | 20%
9.18 | Fixing standard steel glazed doors, windows and ventilators in walls with 15x3mm lugs 10cm long embedded in cement concrete blocks 15x10x10 cm of 1:3:6 (1 cement: 3 coarse sand: 6 graded stone aggregate 20 mm nominal size) or with wooden plugs and screws or rawl plugs and screws or with fixing clips or with bolts and nuts as required, including fixing of glass panes with glazing clips and special metal-sash putty of approved make, or metal beading with screws (only steel windows with lugs, glass pane cut to size and glazing clips or metal beading with screws, shall be supplied by department free of cost.) | Sqm. | 278
9.19 | Providing and fixing steel glazed doors windows and ventilator shutters of standard rolled steel section (IS 1038-1983) joints mitred and welded with steel lugs 13x3mm, 10cm. long embedded in cement concrete block 15x10x10cm. of 1:3:6 (1cement : 3 coarse sand : 6 graded stone aggregate 20mm nominal size) or with wooden plugs and screws or rawl plugs and screws with fixing clips or with bolts and nuts as required including providing and fixing of plain glass panes 4mm thick with cooper glazing clips and special metal sash putty of approved make or metal beading with screws complete including priming coat of approval steel primer, excluding the cost of metal beading and other fitting except necessary hinges of pivots steel handles peg stay etc. as required :
9.19.1 | Doors | Sqm. | 3099
9.19.2 | Windows fixed | Sqm. | 3090
9.19.3 | Windows side hung /Ventilators top or centre hung (openable) | Sqm. | 3135
9.19.4 | Partly fixed and partly openable [ fixed area not to exceed 33%] | Sqm. | 3090
9.2 | Providing brass handles/peg stays and fittings in place of oxidized fitting | Sqm. | 5%
9.21 | Aluminium handles/peg stays fitting instead of oxidized fitting. | Sqm. | 3%
9.22 | 5mm thick plain glass instead of 4mm thick plain glass | Sqm. | 95
9.23 | Deduct for Not providing glass panels | Sqm. | 311
9.24 | Deduct for Pin headed 4mm thick glass panels is used instead of 4mm thick plain glass | Sqm. | 5%
9.25 | Deduct for Not provided oxidised fittings. | Sqm. | 5%
9.26 | Supplying and fixing fixed wire gauge of 14 mesh x 24 gauge to the metal frame of rolled section by metal beading 20x3mm with suitable screw at not exceeding 150mm distance. | Sqm. | 617
9.27 | Providing and fixing Square bars or other flat welded to window, ventilatiors etc. | Kg. | 65
9.28 | Providing and fixing steel glazed window frame made out of 80x40 mm hollow sheet section of 16 gauge thickness, joint mitred welded and grinded including hold fast of steel lugs 13mm x 3mm and 15 Cm long embedded in C C block 15 x 10 x 10 Cm of 1:3:6 nominal concrete and including fixing of pivoted hinges of superior quality, window shutters made out of 50 x 25.0 mm hollow steel section 15 mm paitam of 18 gauge thickness, joint mitred and grinded including 10mm x 10mm square bars welded to frame for paitam fixing float glass 4mm thick panes with glazing clips and metal sash putty and fixing of shutters frames peg stay, U shape handle 100 mm long, tower bolts 100 mm long of steel powder coated superior quality including fixing and jointing with frame hinges priming coat with steel primer complete in all respect as per direction of Engineer-in –charge
9.28.1 | Window openable. | Sqm | 3803
9.28.2 | Window fixed. | Sqm | 3501
9.28.3 | Extra for additional shutter in pipe section windows with wire gauge 14 mesh x 24 gauge | Sqm | 1654
FENCING WORK
9.29 | 180cm high fencing with angle iron post 55x55x6mm. placed at every 3Mtr. apart 45cm. in ground embedded in cement concrete 1:3:6 (30x30x60cm) corner and every tenth post to be strutted with 55x55x6mm. angle iron provided with 6 horizontal lines and two diagonals of black barbed wire between two posts fitted and fixed with G.I. staples including earth work in excavation etc. complete. | Mtr. | 586
9.3 | 150 cm high fencing of precast R.C. posts of 15cmx15cm tapered to 10x10cm at top placed at every 3m apart 30cm in ground embedded in cement concrete 1:3:6 (30x30x45cm) corner and every tenth posts to be strutted with same R.C. posts provided with 6 horizontal lines and two diagonals of black barbed wire between the two posts fitted and fixed with G.I. staples including earth work in excavation etc. complete | Mtr. | 503
9.31 | 150cm high fencing with angle iron 50x50x6mm. placed at every 3Mtr. apart 30cm. in ground embedded in cement concrete 1:3:6 (30x30x45cm) corner and every tenth post to be strutted with 50x50x6mm. angle iron provided with 5 horizontal lines and two diagonals of black barbed wire between two posts fitted and fixed with G.I. staples including earth work in excavation etc. complete. | Mtr. | 512
9.32 | 120cm. high fencing with angle iron posts 50x50x6mm. placed at every 3 Mtr. apart 30cm. in ground embedded in cement concrete 1:3:6 (30x30x45cm) corner & every tenth posts to be strutted with 50x50x6mm angle iron provided with four horizontal lines and two diagonals of black barbed wire between two posts fitted and fixed with G.I. staple including earth work in excavation etc. complete. | Mtr. | 470
9.33 | Add or deduct for each wire line over basic item | Mtr. | 12
9.34 | Add or deduct for additional or less higher per 10 Cm. over basic item | Mtr | 5%
9.35 | Extra for using galvanized barbed wire instead of black barbed wire. | Mtr. Each wire | 5%
9.35.1 | Add Extra if barbed wire fencing is done on wall upto height of 3.00 Mtr. | Mtr. | 5%
9.36 | Supplying and fixing of chain link fencing with angle iron posts 50x50x6mm placed at every 3 Mtr. apart 30cm in ground embedded in cement concrete 1:3:6 (30x30x45cm) corner and every tenth post to be strutted with (50 x 50 x 6cm) angle iron provided and fixed and fitted with posts including earth work in excavation etc. complete with chain link size.
9.36.1 | 50mm x 50mm x 3.15mm | Sqm. | 629
9.36.2 | 75mm x 15mm x 3.15mm | Sqm. | 565
9.36.3 | 100mm x 100mm x 3.15mm | Sqm. | 521
9.36.4 | 150mm x 150mm x 3.15mm | Sqm. | 480
9.37 | Providing and fixing concertina coil fencing with required dia 610 mm (having 15 nos. round per 6 metre length) up to 3m height of wall with existing angle iron 'Y' shaped placed 2.4 m or 3.00 m apart and with 9 horizontal R.B.T. stud tied with GI staples and GI clips to retain horizontal including necessary bolts or GI barbed wire tied to angle iron all complete as per direction of Engineer In Charge with reinforced barbed tape (R.B.T.)/Spring core(2.5 mm thick) wire of high tensile strength of 165 kg/sq.mm with tape (0.52 mm thick) and weight 43.478 gm/metre (Cost of MS angle, CC block shall be paid extra) | Mtr. | 266
9.38 | Providing and fixing welded mesh/expanded metal mesh in frame work, flat iron beading 20x3mm including top cross laps inside and out sides welding, iron bolts, crews, clips etc. complete (excluding frame work) of size.
9.38.1 | Welded mesh 50 mmx 50 mm x 2.1 mm | Sqm. | 693
9.38.2 | Welded mesh 50 mmx 25 mm x 2.1 mm | Sqm. | 722
9.38.3 | Welded mesh 25 mmx 25 mm x 2.1 mm | Sqm. | 750
9.38.4 | Expended metal size 20-25 mm size 18SWG | Sqm. | 779
9.39 | Providing and fixing of double leaf steel shutter for cupboard, the frame is made of pressed steel ISI section 80x25 mmx 1.25 mm thick with 1.00 mm MS sheet to spot welded including holdfasts of 15x3mm, MS oxidized fittings such as butt hinges, sliding doors bolts, handles, tower bolts and twin peg etc complete including applying priming coat of approved steel primer of red oxide zinc chromate and spray painting in approved shade with deco paint of approved quality complete as per direction of Engineer In Charge | Sqm | 3895
58741.73

## BSR_B10
CHAPTER : B-10
ROOFING
Note :
1 | Rates are for complete item of work and are inclusive of all centering, shuttering, curing and finishing including all leads and delivery of material at site of work with all lead and lift.
2 | The rates for G.I. sheet roofing are inclusive of all necessary, overlaps and wastage in cutting and all standard screws nuts washers bolts and nuts ‘J’ or ‘L’ hooks etc. required as per specifications.
3 | All precautions shall be taken to ensure that the finished roof is water tight and without any leakage under all weather conditions. Particular care shall be taken in providing good workmanship specially at vulnerable points.
Chapter Code No | Description | Unit | Rate (Rs.)
1 | 2 | 3 | 4
GALVANISED IRON SHEET ROOFING
10.1 | Providing corrugated G.S. sheet roofing including vertical / curved surface fixed with polymer coated J or L hooks, bolts and nuts 8 mm diameter with bitumen and G.I. limpet washers or with G.I. limpet washers filled with white lead and including a coat of approved steel primer and two coats of approved paint on overlapping of sheets complete (upto any pitch in horizontal/ vertical or curved surfaces) excluding the cost of purlins, rafters and trusses and including cutting to size and shape whenever required.
10.1.1 | 1.00 mm thick with zinc coating not less than 275 gm/m2 | Sqm | 904
10.1.2 | 0.80 mm thick with zinc coating not less than 275 gm/m2 | Sqm | 765
10.1.3 | 0.63 mm thick with zinc coating not less than 275 gm/m2 | Sqm | 645
10.2 | Extra for straight cutting in C.G.S. sheet roofing for making opening of area exceeding 40 sq. decimetre for chimney stacks, sky light etc. : | P.Mtr. Peri-meter | 31
10.3 | Extra for circular cutting in C.G.S. sheet roofing for making opening of area exceeding 40 square decimetre : | P.Mtr. Peri-meter | 143
10.4 | Providing ridges or hips of width 60 cm over all width plain G.S. sheet fixed with polymer coated J or L hooks, bolts and nuts 8 mm dia. G.I. limpet and bitumen washers complete.
10.4.1 | 0.80mm thick with zinc coating not less than 275 | Mtr. | 503
10.4.2 | 0.63mm thick with zinc coating not less than 275 | Mtr. | 441
10.5 | Providing valleys of 90cm wide overall in plain G.S. sheet fixed with polymer coated J or L hooks, bolts and nuts 8mm dia. G.I. limpet and bitumen washers complete : 1.60mm thick with zinc coating not less than 350gm/m² | Mtr. | 937
10.6 | Providing flashing of 40 cm over all width in plain, G.S. sheet fixed with polymer coated J, or L hooks, bolts and nuts, G.I. limpet and bitumen washer complete, bent to shape and fixed in wall with cement mortar 1:3 (1cement : 3 coarse sand) 1.00mm thick sheet | Mtr. | 358
10.7 | Providing and fixing 15 cm wide 45 cm over all semi circular plain G.S. sheet gutter with iron brackets 40x3mm size, bolts, nuts and washers etc. including making necessary connections with rain water pipes complete.
10.7.1 | 0.80mm thick | Mtr. | 463
10.7.2 | 0.63mm thick | Mtr. | 405
10.8 | Providing non-asbestos high impact Polypropylene reinforced cement 6 mm thick corrugated sheets (As per IS: 14871) roofing upto any pitch and fixing with polymer coated J, or L hooks, bolts and nuts 8mm dia. G.I. plain and bitumen washers or with self drilling fastener and EPDM washers etc. complete excluding the cost of purlins, rafters and trusses corrugated sheets and including cutting to size and shape wherever required | Sqm | 383
10.9 | Extra for straight cutting in non- asbestos polypropylene reinforced cement corrugated, semi-corrugated 6 mm thick sheet roofing for making openings of area exceeding 40 square decimetre for chimney stacks, skylights etc. | Mtr. | 28
10.1 | Extra for circular cutting in non-asbestos polypropylene reinforced cement corrugated/ semi-corrugated 6 mm thick sheet roofing for making openings of area exceeding 40 square decimetre. | Mtr. | 75
10.11 | Extra for providing and fixing wind ties of 40x 6mm flat iron section. | Mtr. | 113
10.12 | Providing and fixing ridges and hips in non-asbestos fibre cement high impact polypropylene reinforced roofing with suitable fixing accessories or self drilling fastener and EPDM washer etc. complete.
10.12.1 | One piece corrugated serrated adjustable ridges | Mtr. | 387
10.12.2 | Plain wing adjustable ridges | Mtr. | 414
10.12.3 | Close fitting adjustable ridges | Mtr. | 510
10.12.4 | Unserrated adjustable hips | Mtr. | 436
10.13 | Providing and fixing non-asbestos fibre cement high impact polypropylene reinforced roofing accessories in all colours with polymer coated J or L hooks, bolts and nuts and or G.I. seam bolts and nuts, G.I. plain and bitumen washers or with self drilling fastener and EPDM washer etc. complete :
10.13.1 | Corrugated appron pieces | Mtr. | 262
10.13.2 | Eaves filler pieces | Mtr. | 179
10.13.3 | North light curve | Mtr. | 388
10.13.4 | Ventilator curve | Mtr. | 486
10.13.5 | Barge boards | Mtr. | 397
10.13.6 | Ridge final | pair | 163
10.13.7 | Special north light ventilator curve | Each | 510
10.13.8 | S type louvers | Mtr. | 277
10.14 | Providing flat iron brackets 50x3mm size with necessary bolts, nuts and washers etc. for fixing asbestos cement/G.S. sheets gutters with purlins. | Mtr. | 42
10.15 | Painting top of roofs with bitumen of approved quality at 17kg per 10 sqm impregnated with a coat of coarse sand at 60 cudm per 10sqm including cleaning the slab surface with brushes and finally with a piece of cloth lightly soaked in kerosene oil complete: With residual type petroleum bitumen of penetration 80/100 | Sqm | 143
10.16 | Stone slab roofing on ground floor with fine grained stone slab from approved quarry including filling of joints of parapet and slab on both sides in cement sand mortar 1:4, with ceiling pointing in cement sand mortar 1 : 3 complete as per specification and instruction of Engineer In Charge | Sqm | 1648
10.16.1 | Add extra for subsequent story | Sqm | 20%
10.17 | Grading roof for water proofing treatment with water proffing compound
10.17.1 | Cement concrete 1:2:4 (1 cement : 2 coarse sand : 4 graded stone aggregate 20 mm nominal size) | Cum | 4483
10.17.2 | Cement mortar 1:3 (1 cement : 3 coarse sand) | Cum | 5841
10.17.3 | Cement mortar 1:4 (1cement : 4 coarse sand) | Cum | 4862
10.18 | Providing and laying brick kharanja on roofs with cement mortar 1:4 (1 cement : 4 coarse sand) mixed with 2% integral water proofing compound in square pattern
10.18.1 | 75mm to 100mm thick average | Sqm | 277
10.18.2 | 55mm to 60mm thick average | Sqm | 251
10.19 | Providing and laying brick tiles of class designation 100 over roofs grouted with cement mortar 1:3 (1 cement : 3 fine sand) mixed with 2% of integral water proofing compound by weight of cement, over a 12 mm layer of cement mortar 1:3 ( 1 cement : 3 fine sand ) and finished neat . | Sqm | 358
10.2 | Providing and fixing 20 mm thick precast terrazo tiles of approved make, with marble chips of size upto 6mm laid over roof with neat cement slurry mixed with pigment to match the shade of the tiles, including cutting ,grinding rubbing with machine complete on 20 mm thick bed of cement sand mortar 1 : 4. | Sqm | 350
10.21 | Providing and laying integral cement based water proofing treatment including preparation of surface as required for treatment of roofs, balconies, terraces etc consisting of following operations. (a) Applying and grouting a slurry coat of neat cement using 2.75 kg/sqm. of cement admixed with proprietary water proofing compound conforming to IS. 2645 over the RCC slab including cleaning the surface before treatment. (b) Laying cement concrete using broken bricks/brick bats 25 mm to 100mm size with 50% of cement mortar 1:4 (1 cement : 4 coarse sand) admixed with proprietary water proofing compound conforming to IS : 2645 over 20 mm thick layer of cement mortar of mix 1:4 (1 cement :4 coarse sand ) admixed with proprietary water proofing compound conforming to IS : 2645 to required slope and treating similarly the adjoining walls upto 300 mm height including rounding of junctions of walls and slabs.
| (c) After two days of proper curing applying a second coat of cement slurry admixed with proprietary water proofing compound conforming to IS : 2645. (d) Finishing the surface with 20 mm thick jointless cement mortar of mix 1:4 (1 cement :4 coarse sand) admixed with proprietary water proofing compound conforming to IS : 2645 and finally finishing the surface with trowel with neat cement slurry and making of 300x300xmm square (e) The whole terrace so finished shall be flooded with water for a minimum period of two weeks for curing and for final test. All above operations to be done in order and as directed and specified by the Engineer-in-Charge. With average thickness of 120mm and minimum thickness at khurra as 65 mm. | Sqm | 473
10.22 | Providing gola 75x75 mm in cement concrete 1:2:4 (1 cement : 2 coarse sand : 4 stone aggregate 10mm and down gauge) including finishing with cement mortar 1:3 (1 cement : 3 fine sand) as per standard design : | Mtr. | 111
10.23 | Making khurras 450 x 450mm with average minimum thickness 50mm cement concrete 1 : 2:4 over P.V.C. Sheet 1 Mtr. x 1 Mtr. x 40micron finished with 12mm cement plaster 1 : 3 and one coat of neat cement, rounding edges and making and finishing the out let complete. | Each | 154
10.24 | Providing & laying broken glazed titles on roof ( broken glazed tiles not less than 9 Kg/Sqm) on top of hot bitumen @ 1.7 Kg/Sqm. (1.40 Kg of VG-40 (30/40 )grade and 0.30 Kg/Sqm. Of VG-10 (80/100) grade) and joints filled with cement mortar 1 :2 (1 cement:2 marble dust mixed with water proofing compund all complete as per direction of Engineer-in-charge. | Sqm | 317
10.25 | Providing & fixing UV stabilised fiberglass reinforced plastic sheet roofing upto any pitch including fixing with polymer coated ‘J’ or ‘L’ hooks, bolts & nuts 8mm dia. G.I plain/bitumen washers complete but excluding the cost of purlins, rafters, trusses etc. The sheets shall be manufactured out of 2400 TEX panel rovigs incorporating minimum 0.3% Ultra-voilet stabiliser in resin system under approximately 2400 psi and hot cured. They shall be of uniform pigmentation and thickness without air pockets and shall confoim to IS 10192 and IS 12866.The sheets shall be opaque or translucent, clear or pigmented, textured or smooth as specified.
10.25.1 | 2.0mm thick (Wt. 3.3 Kg./Mtr. Sq.) | Sqm | 911
10.25.2 | 3.0mm thick (Wt. 5.0 Kg./Mtr. Sq.) | Sqm | 1231
10.25.3 | 5.0mm thick (Wt. 8.4 Kg./Mtr. Sq.) | Sqm | 1872
10.26 | Extra for corrugated Fiberglass Reinforced Plastic (FRP) (2.5" /4.2"/6") or step down (2.5" /4.2"/6") as specified. | Sqm | 10%
FALSE CEILING
10.27 | Providing and fixing 12.5 mm thick tapered edge gypsum board conforming to IS 2095- Part I at all height false ceiling including providing and fixing of frame work made of special sections power pressed from M.S. sheet and galvanised in accordance with zinc coating of grade 350 as per IS : 277 and consisting of angle cleats of size 25mm wide x 1.6mm thick with flanges of 22mm and 37mm at 1200mm centre to centre one flange fixed to the ceiling with dash fastener 12.5mm diax40mm long with 6mm dia bolts to the angle hangers of 25x25x0.55mm of required length, and other end of angle hanger being fixed with nut and bolts to G.I. channels 45x15x0.9mm running at the rate of 1200mm centre to centre to which the ceiling section 0.5mm thick bottom wedge of 80mm with tapered flanges of 26mm each having clips of 10.5mm at 450mm centre to centre shall be fixed in a direction perpendicular to G.I. channel with connecting clips made out of 2.64mm diax230mm long G.I. wire at every junction including fixing the gypsum board with ceiling section and perimeter channels 0.5mm thick 27mm high having flanges of 20mm and 30mm long, the perimeter of ceiling fixed to wall/partition with the help of rawl plugs at 450mm centre to centre with 25mm long drive-all screws @ 230mm interval including jointing and fixing to a flush finish of tapered and square edges of the board with recommended filler, jointing tapes, finisher and two coats of primer suitable for board as per manufactures specification and also including the cost of making openings for light fittings, grills, diffusers, cutouts made with frame of perimeter channels suitably fixed all complete as per drawing and specification and direction of the Engineer in Charge but excluding the cost of painting. | Sqm | 825
10.28 | Providing and fixing 14 mm thick Acoustical with fine fissured tiles/ Mineral fibre high density tiles with butt edges false ceiling tiles of size 595x595 mm in true horizontal level suspended on inter locking metal grid of hot dipped galvanised steel sections ( galvanized @ 170 gsm/sqm.) consisting of main “T” runner with suitably spaced joints to get required length and of size 24x38mm made from 0.30mm thick (minimum) sheet spaced at 1200mm center to center and cross “T” of size 24x25mm made of 0.30mm thick (minimum) sheet, 1200mm long spaced between main “T” at 600mm center to center to form a grid of 1200x600 mm and secondary cross “T” of length 600mm and size 24x25mm made of 0.30 mm thick (minimum) sheet to be interlocked at middle of the 1200x600mm panel to form grids of 600x600mm and wall angle of size 21x21x0.30 mm and laying false ceiling tiles of approved texture in the grid including, wherever, required, cutting/making, opening for services like diffusers, grills, light fittings, fixtures, smoke detectors etc. Main “T” runners to be suspended from ceiling using GI slotted cleats fixed to ceiling with 6 mm dia and 50mm long dash fasteners, 4mm GI adjustable rods with galvanised level clips spaced at 1200mm center to center along main T, bottom exposed width of 24mm of all T-sections shall be pre-painted with polyester paint, all complete at all heights as per specifications drawings and as directed by Engineer-in-Charge. ( The tiles should of 90 % RH avg. NCR 0.55 light reflectance> 80% thermal conductiveity K = 0.052-0.057 w/m K colour white. Fire performance class 0/class I(BS 476) with warranty against sag) | Sqm | 1063
10.29 | Providing & fixing 12 mm thick tegular edge Glass Fibre Reinforced Gypsum False ceiling tiles of size 595 x 595 mm in true horizontal level suspended on inter locking metal grid of hot dipped galvanised steel sections ( galvanized @ 170 gsm/sqm.) consisting of main “T” runner with suitably spaced joints to get required length and of size 24x38mm made from 0.30mm thick (minimum) sheet spaced at 1200mm center to center and cross “T” of size 24x25mm made of 0.30mm thick (minimum) sheet, 1200mm long spaced between main “T” at 600mm center to center to form a grid of 1200x600 mm and secondary cross “T” of length 600mm and size 24x25mm made of 0.30 mm thick (minimum) sheet to be interlocked at middle of the 1200x600mm panel to form grids of 600x600mm and wall angle of size 21x21x0.30 mm and laying false ceiling tiles of approved texture in the grid including, wherever, required, cutting/making, opening for services like diffusers, grills, light fittings, fixtures, smoke detectors etc. Main “T” runners to be suspended from ceiling using GI slotted cleats fixed to ceiling with 6 mm dia and 50mm long dash fasteners, 4mm GI adjustable rods with galvanised level clips spaced at 1200mm center to center along main T, bottom exposed width of 24mm of all T-sections shall be pre-painted with polyester paint, all complete at all heights as per specifications drawings and as directed by Engineer-in-Charge. | Sqm | 1365
10.3 | Providing and fixing calcium silicate board false ceiling at all heights including providing and fixing of frame work made of special sections power pressed from M.S. sheet and galvanised in accordance with zinc coating of grade 350 as per IS : 277 and consisting of angle cleats of size 25mm wide x 1.6mm thick with flanges of 22mm and 37mm at 1200mm centre to centre one flange fixed to the ceiling with dash fastener 12.5mm diax40mm long with 6mm dia bolts to the angle hangers of 25x25x0.55mm of required length, and other end of angle hanger being fixed with nut and bolts to G.I. channels 45x15x0.9mm running at the rate of 1200mm centre to centre to which the ceiling section 0.5mm thick bottom wedge of 80mm with tapered flanges of 26mm each having clips of 10.5mm at 450mm centre to centre shall be fixed in a direction perpendicular to G.I. channel with connecting clips made out of 2.64mm diax230mm long G.I. wire at every junction including fixing the calcium silicate board with ceiling section and perimeter channels 0.5mm thick 27mm high having flanges of 20mm and 30mm long, the perimeter of ceiling fixed to wall/partition with the help of rawl plugs at 450mm centre to centre with 25mm long drive-all screws @ 230mm interval including jointing and fixing to a flush finish of tapered and square edges of the board with recommended filler, jointing tapes, finisher and two coats of primer suitable for board as per manufactures specification and also including the cost of making openings for light fittings, grills, diffusers, cutouts made with frame of perimeter channels suitably fixed all complete as per drawing and specification and direction of the Engineer in Charge but excluding the cost of painting of thickness of calcium silicate board as below:-
10.30.1 | 6 mm thick | Sqm | 913
10.30.2 | 8 mm thick | Sqm | 1025
10.31 | Providing & fixing calcium silicate ceiling tiles of size 595 x 595 mm in true horizontal level suspended on inter locking metal grid of hot dipped galvanised steel sections ( galvanized @ 170 gsm/sqm.) consisting of main “T” runner with suitably spaced joints to get required length and of size 24x38mm made from 0.30mm thick (minimum) sheet spaced at 1200mm center to center and cross “T” of size 24x25mm made of 0.30mm thick (minimum) sheet, 1200mm long spaced between main “T” at 600mm center to center to form a grid of 1200x600 mm and secondary cross “T” of length 600mm and size 24x25mm made of 0.30 mm thick (minimum) sheet to be interlocked at middle of the 1200x600mm panel to form grids of 600x600mm and wall angle of size 21x21x0.30 mm and laying false ceiling tiles of approved texture in the grid including, wherever, required, cutting/making, opening for services like diffusers, grills, light fittings, fixtures, smoke detectors etc. Main “T” runners to be suspended from ceiling using GI slotted cleats fixed to ceiling with 6 mm dia and 50mm long dash fasteners, 4mm GI adjustable rods with galvanised level clips spaced at 1200mm center to center along main T, bottom exposed width of 24mm of all T-sections shall be pre-painted with polyester paint, all complete at all heights as per specifications drawings and as directed by Engineer-in-Charge of thickness of tiles as mentioned below:-
10.31.1 | 6 mm thick | Sqm | 649
10.31.2 | 8 mm thick | Sqm | 745
10.32 | Providing and fixing calcium silicate perforated board false ceiling at all heights including providing and fixing of frame work made of special sections power pressed from M.S. sheet and galvanised in accordance with zinc coating of grade 350 as per IS : 277 and consisting of angle cleats of size 25mm wide x 1.6mm thick with flanges of 22mm and 37mm at 1200mm centre to centre one flange fixed to the ceiling with dash fastener 12.5mm diax40mm long with 6mm dia bolts to the angle hangers of 25x25x0.55mm of required length, and other end of angle hanger being fixed with nut and bolts to G.I. channels 45x15x0.9mm running at the rate of 1200mm centre to centre to which the ceiling section 0.5mm thick bottom wedge of 80mm with tapered flanges of 26mm each having clips of 10.5mm at 450mm centre to centre shall be fixed in a direction perpendicular to G.I. channel with connecting clips made out of 2.64mm diax230mm long G.I. wire at every junction including fixing the calcium silicate board with ceiling section and perimeter channels 0.5mm thick 27mm high having flanges of 20mm and 30mm long, the perimeter of ceiling fixed to wall/partition with the help of rawl plugs at 450mm centre to centre with 25mm long drive-all screws @ 230mm interval including jointing and fixing to a flush finish of tapered and square edges of the board with recommended filler, jointing tapes, finisher and two coats of primer suitable for board as per manufactures specification and also including the cost of making openings for light fittings, grills, diffusers, cutouts made with frame of perimeter channels suitably fixed all complete as per drawing and specification and direction of the Engineer in Charge but but excluding the cost of painting of thickness of calcium silicate board as below:-
10.32.1 | 6 mm thick | Sqm | 1178
10.32.2 | 8 mm thick | Sqm | 1317
10.33 | Providing & fixing calcium silicate perforated ceiling tiles of size 595 x 595 mm in true horizontal level suspended on inter locking metal grid of hot dipped galvanised steel sections ( galvanized @ 170 gsm/sqm.) consisting of main “T” runner with suitably spaced joints to get required length and of size 24x38mm made from 0.30mm thick (minimum) sheet spaced at 1200mm center to center and cross “T” of size 24x25mm made of 0.30mm thick (minimum) sheet, 1200mm long spaced between main “T” at 600mm center to center to form a grid of 1200x600 mm and secondary cross “T” of length 600mm and size 24x25mm made of 0.30 mm thick (minimum) sheet to be interlocked at middle of the 1200x600mm panel to form grids of 600x600mm and wall angle of size 21x21x0.30 mm and laying false ceiling tiles of approved texture in the grid including, wherever, required, cutting/making, opening for services like diffusers, grills, light fittings, fixtures, smoke detectors etc. Main “T” runners to be suspended from ceiling using GI slotted cleats fixed to ceiling with 6 mm dia and 50mm long dash fasteners, 4mm GI adjustable rods with galvanised level clips spaced at 1200mm center to center along main T, bottom exposed width of 24mm of all T-sections shall be pre-painted with polyester paint, all complete at all heights as per specifications drawings and as directed by Engineer-in-Charge of thickness of tiles as mentioned below:-
10.33.1 | 6 mm thick | Sqm | 855
10.33.2 | 8 mm thick | Sqm | 989
10.34 | Providing and fixing 15 mm thick densified tegular edged eco friendly light weight calcium silicate false ceiling tiles of approved texture as per direction of Engineer-in-charge of size 595 X 595 mm in true horizontal level suspended on inter locking metal grid of hot dipped galvanized steel sections (galvanizing @120 grams per sqm) consisting of main ‘T’ runner suitably spaced at joints to get required length and size of 24X38mm made from 0.33 mm thick (minimum) sheet, 1200mm centre to centre, and cross ‘T’ of size 24X32mm made out of 0.33mm (Minimum) sheet, 1200mm long spaced between main ‘T’ at 600mm centre to centre to form a grid of 1200X600mm and secondary cross ’T’ of length 600mm and size 24X32mm made out of 0.33 mm thick (Minimum) sheet to be interlocked at middle of the 1200X600mm panel to form grid of size 600X600mm resting...
| ...on periphery walls/partitions on a perimeter wall angle pre-coated steel of size (24X24X3000mm made of 0.40mm thick (minimum) sheet with the help of rawl plugs at 450mm centre to centre with 25mm long dry wall screws @ 230mm interval and laying 15mm thick densified edged calcium silicate ceiling tiles of approved texture in the grid including cutting /making opening for services like diffusers, grills, light fitting, fixtures, smoke detectors etc., wherever required, Main ‘T’ runners to be suspended from ceiling using 50 mm long M 6 dash fasteners, 6mm G.I. fully threaded rods with galvnised steel L cleat level adjusters of size 80x25x2mm, spaced at 1200mm centre to centre long main ‘T’ bottom exposed with 24mm of all T-sections shall be pre-painted with polyster baked paint, for all heights, as per specifications, drawing and as directed by engineer-in-charge. Note :- Only calcium silicate false ceiling area will be measured from wall to wall. No deduction shall be made for exposed frames/opening (cut outs)having area less than 0.30 Sqm. The calcium silicate ceiling tiles shall have NRC. Value 0.50 (Minimum), light reflection> 85% non-combustible as per B.S. 476 part IV, 100% humidity resistance and also having thermal conductivity <= 0.043 w/m0KC. | Sqm | 1650
10.35 | Providing and fixing tiled false ceiling of approved materials of size 595X595 mm in true horizontal level suspended on inter locking metal grid of hot dipped galvanized steel sections ( galvanized @ 120 grams per sqm both side inclusive ) consisting of main “T” runner with suitably spaced joints to get required length and of size 24X38 mm made from 0.30 mm thick (minimum) sheet spaced at 1200 mm center to center and cross “T” of size 24X25 mm made of 0.30 mm thick (minimum) sheet, 1200 mm long spaced between main “T” at 600 mm center to center to form a grid of 1200X600 mm and secondary cross “T” of length 600 mm and size 24X25 mm made of 0.30 mm thick (minimum) sheet to be interlocked at middle of the 1200X600 mm panel to form grids of 600X600 mm and wall angle of size 24X24X0.3 mm and laying false ceiling tiles of approved texture in the grid including, required cutting/ making, opening for services like diffusers, grills, light fittings, fixtures, smoke detectors etc. Main “T” runners to be suspended from ceiling using GI slotted cleats of size 27 X 37 X 25 X 1.6 mm fixed to ceiling with 12.5 mm dia and 50 mm long dash fasteners, 4 mm GI adjustable rods with galvanized butterfly level clips of size 85 X 30 X 0.8 mm spaced at 1200 mm center to center along main T, bottom exposed width of 24 mm of all T-sections shall be pre-painted with polyester paint, all complete for all heights as per specifications, drawings and as directed by Engineer-in-charge. |  |  | 10.35
10.35.1 | GI Metal Ceiling Lay in Plain Tegular edge Global white colour tiles of size 595X595 mm, and 0.5 mm thick with 8 mm drop, made of G I Sheet having galvanizing of 100 gms/sqm (boths ides inclusive) and electro statically polyester powder coated of thickness 60 microns (minimum), including factory painted after bending. | Sqm | 1562
10.35.2 | GI Metal Ceiling Lay in perforated Tegular edge global white colour tiles of size 595x595mm and 0.5 mm thick with 8 mm drop made of GI Sheet having galvanizing of 100 gms/ sqm (both sides inclusive) and 20% perforation area with 1.8 mm dia holes and having NRC (Noise Reduction Coefficient ) of 0.5, electro statically polyester powder coated of thickness 60 microns (minimum), including factory painted after bending and perforation and backed with a black Glass fiber acoustical fleece. | Sqm | 1690
10.35.3 | 12.5mm thick square edge PVC laminated Gypsum tiles of size 595mm x 595mm, made of Gypsum plasterboard, manufactured from natural gypsum as per IS 2095 part I and laminated with white 0.16mm thick fire retardant PVC film on the face side and 12 micron metalized polyester on the back side with all edges sealed with the face side PVC film which goes around and wraps the edges and is bonded to the edged and the back side metalized polyester film so as to make the tile a completely sealed unit. | Sqm | 1890
10.35.4 | Providing Solid PVC false Ceiling consisting of 600mm x 600mm, 5mm (±0.25) thick Plain embossed PVC sheet of Density 600 Kg /Cbm Manufactured by an ISO-9001-2015 certified Company, used as panel insert in a frame work made using powder coated aluminum T- section of sizes 1” x1”( 25x25mm, 19 gauge or 1mm thick ) in square pattern of grid sizes of 2’x2’( 600x600mm ). The aluminum framework is supported from the ceiling with the help of 'J' hook and G.I. wire / 6mm M.S. rods of required sizes to maintain proper level etc. The aluminum framework is supported on side wall with the use of aluminum L-section of size 1”x1” ( 25x25mm ) angles etc. Complete as per direction of Engineer-In-charge, manufacturer’s specification & drawing. | Sqm | 1550
10.36 | Providing & Fixing of Mineral Fibre Anti Bacterial Suspended Ceiling System with (Bevelled Tegular) EDGE TILES WITH 15 mm Exposed GRID. The tiles should have Humidity Resistance (RH) of 95% Light Reflectance 90%, Thermal Conductivity K =0.052-0.057 w/m K, Colour White, Fire Performance UK Class 0/Class 1 (BS 476 Part 6 & 7), in module size of 600 x 600 x 15 mm with Anti Microbial coating on the face of the tile, suitable for Green Building application, with Recycled content of 34 % The tile shall be laid on Silhouette profile grid system with 15 mm white/black flanges incorporating a 6 mm central reveal in white/black colour and with a web height of 45mm and a load carrying capacity of minimum 15.68 Kgs/M2 & minimum pull out strength of 100 kgs. Silhouette, Main Runners & Cross Tees to have mitred ends & "birdsmouth" notches to provide mitred cruciform junctions. The T Sections have a Galvanizing of 90 grams per M2 and need to be installed with suspension system of make. The Tile & Grid system used together should carry a 10 year warranty. INSTALLATION :- To comprise main runner spaced at 1200 mm centres securely fixed to the structural soffit using suspension system (Specifications below) at 1200mm maximum centre. The First/Last suspension system at the end of each main runner should not be greater than 450 mm from the adjacent wall. Flush fitting 1200 mm long cross tees to be interlocked between main runners at 600 mm centre to form 1200 x 600 mm module. Cut cross tees longer than 600mm require independent support. 600 x 600 mm module to be formed by fitting 600 mm long flush fitting cross tees centrally between the 1200 mm cross tees. Perimeter trim to be wall angles of size 3000 x 19 x 19mm, secured to walls at 450 mm maximum centres. SUSPENSION SYSTEM accessories consisting of M6 Anchor Fasteners with Vertical Hangers made of Galvanised steel of size 26 x 26x 25x1.2 mm with a Galvanised Thickness of 80 gsm, A pre Straightened Hanger wire of dia-2.5 mm of 1.8 m length., thickness of 80 gsm and a tensile strength of 344-413 MPa, along with Adjustable hook clips of 0.8 mm thick, galvanised spring steel for 2.68 mm with a minimum pull strength of 110 kg. The adjustable clip also consists of a 3.5 mm aquiline wire to be used with the main runner. | Mtr | 1717
10.37 | Providing & Fixing of Mineral Fibre Acoustical Suspended Ceiling System with (Bevelled Tegular) EDGE TILES WITH 15 mm Exposed GRID. The tiles should have Humidity Resistance (RH) of 99% NRC 0.5, Light Reflectance _>85%, Thermal Conductivity K =0.052-0.057 w/m K, Colour White, Fire Performance UK Class 0/Class 1 (BS 476 Part 6 & 7), in module size of 600 x 600 x 16 mm, suitable for Green Building application, with Recycled content of 32 %. The tile shall be laid on Silhouette profile grid system with 15 mm white/black flanges incorporating a 6 mm central reveal in white/black colour and with a web height of 45mm and a load carrying capacity of minimum 15.68 Kgs/Sqm minimum pull out strength of 100 kgs. Silhouette, Main Runners & Cross Tees to have mitred ends & "birdsmouth" notches to provide mitred cruciform junctions. The T Sections have a Galvanizing of 90 grams per sqm and need to be installed with suspension system of make. The Tile & Grid system used together should carry a 30 year warranty. INSTALLATION :- To comprise main runner spaced at 1200 mm centres securely fixed to the structural soffit using suspension system (Specifications below) at 1200mm maximum centre. The First/Last suspension system at the end of each main runner should not be greater than 450 mm from the adjacent wall. Flush fitting 1200 mm long cross tees to be interlocked between main runners at 600 mm centre to form 1200 x 600 mm module. Cut cross tees longer than 600mm require independent support. 600 x 600 mm module to be formed by fitting 600 mm long flush fitting cross tees centrally between the 1200 mm cross tees. Perimeter trim to be wall angles of size 3000 x 19 x 19mm, secured to walls at 450 mm maximum centers. SUSPENSION SYSTEM consisting of M6 Anchor Fasteners with Vertical Hangers made of Galvanised steel of size 26 x 26x 25x1.2 mm with a Galvanised Thickness of 80 gsm, A pre Straightened Hanger wire of dia-2.5 mm of 1.8 m length., thickness of 80 gsm and a tensile strength of 344-413 MPa, along with Adjustable hook clips of 0.8 mm thick, galvanised spring steel for 2.68 mm with a minimum pull strength of 110 kg. The adjustable clip also consists of a 3.5 mm aquiline wire to be used with the main runner. | Mtr | 1627
10.38 | Providing and fixing 300C Aluminium Panel with perforation of 2mm diameter and 5mm centre to centre to give 15% open area with Non woven textile False Ceiling system of approved colour consisting of Panel 300 mm wide X 30 mm deep X 0.7 mm thick with bevelled edges having panel length upto 6 mtrs, Coil Coated on a Continuous Paint Line, Double baked and roll formed for higher strength and good roll forming characteristics. The panel ends will be raised upto 29mm. Panel shall be clipped to a baked enamelled aluminium panel carrier of 41.5mm wide x 62mm deep x 0.95 mm thick in standard length of 5 mtrs. made of double baked stove enamelled aluminium magnesium alloy AA3005 black with cut outs to hold the panels. The Carrier shall be suspended by means of G.I. threaded rod of 6-mm diameter directly fixed to the Carrier. The Carrier tabs to be bent down to secure the panels at all Panel Carrier intersections. The panels will be installed in a module of 300MM. (Tensile strength of suspension-344/413 mpa and fastner strength-110kg) All Ceiling Panels shall adhere to GreenPro Certifications. | Sqm | 4745
10.39 | Providing and fixing of perforated Metal Tile Ceiling System comprising of Tile of 600mm wide and 600mm long manufactured out of 0.7mm thick aluminium alloy 3105 with beveled edge of 4.15mm width height of 32mm. The tiles shall be perforated to 1.5mm dia with open area of 23%. The Tile will be manufactured on advanced includes several leveling stages in the manufacturing process by approved manufacturers. Tile ends will be raised with pips and slops to ensure positive engagement into the spring to enable for de-mounting of individual panels. The Tile sides will be sufficiently high to ensure a minimum deflection across the length of Tile. All Tiles will be bevel edged. The Tile shall be epoxy polyester powder coating in white colour. The Tile shall be cllpped into clip in rail of 0.5mm thick GI. in form of a grid system using a cross connector. The clip in rail shall be supported from slab by means of rigid Suspension of 4mm G .I rod, Hold on Clamp with Clip. POWDER COATING SPECIFICATION: Aluminium PANELS, cleaned through eco friendly cleaning ,process and powder applied through electrostatic charged Automatic Carona technology spray guns and cured in combination of Infrared & hot air oven in a certified plant as Akzo International approved applicator . | Sqm | 3775
The powder is conforming with the performance requirements of the AAMA2603.02 & Qualicoat Claa 1 specifications. The coating thickness will be minimum 60 microns with properties of Salt Spray of 1500 hrs in exposure in SST Cabinet with Minimum blister rating 8. (Tensile strength of suspension-344/413 mpa and fastner strength-110kg) All Ceiling Panels shall adhere to GreenPro Certifications.
10.4 | Providing and fixing of Un-perforated Metal Tile Ceiling System comprising of Tile of 600mm wide and 600mm long manufactured out of 0.7mm thick aluminium alloy 3105 with beveled edge of 4.15mm width height of 32mm. The Tile will be manufactured on advanced equipment that includes several leveling stages in the manufacturing process by approved manufacturers . Tile ends will be raised with pips and slops to ensure positive engagement into the spring to enable for de-mounting of individual panels. The Tile sides will be sufficiently high to ensure a minimum deflection across the length of Tile. All Tiles will be bevel edged. The Tile shall be epoxy polyester powder coating with in white colour. The Tile shall be cllpped into clip in rail of 0.5mm thick GI. in form of a grid system using a cross connector. The clip in rail shall be supported from slab by means of rigid Suspension of 4mm G .I rod, Hold on Clamp with Clip. POWDER COATING SPECIFICATION: Aluminium PANELS, cleaned through eco friendly cleaning ,process and powder applied through electrostatic charged Automatic Carona technology spray guns and cured in combination of Infrared & hot air oven in a certified plant as Akzo International approved applicator . | Sqm | 3186
The powder is conforming with the performance requirements of the AAMA2603.02 & Qualicoat Claa 1 specifications. The coating thickness will be minimum 60 microns with properties of Salt Spray of 1500 hrs in exposure in SST Cabinet with Minimum blister rating 8. (Tensile strength of suspension-344/413 mpa and fastner strength-110kg) All Ceiling Panels shall adhere to GreenPro Certifications.
10.41 | Providing and fixing of Un perforated Antibacterial Metal Tile Ceiling System comprising of Tile of 600mm wide and 600mm long manufactured out of 0.7mm thick aluminium alloy 3105 with beveled edge of 4.15mm width height of 32mm. The Tile will be manufactured on advanced equipment that includes several leveling stages in the manufacturing process by approved manufacturers. Tile ends will be raised with pips and slops to ensure positive engagement into the spring to enable for de-mounting of individual panels. The Tile sides will be sufficiently high to ensure a minimum deflection across the length of Tile. All Tiles will be bevel edged. The Tile shall be epoxy polyester powder coating with ANTIBAC in white colour which is in compliant to ROHS directive. The Tile shall be cllpped into clip in rail of 0.5mm thick GI. in form of a grid system using a cross connector. The clip in rail shall be supported from slab by means of rigid Suspension of 4mm G .I rod, Hold on Clamp with Clip. POWDER COATING SPECIFICATION: Aluminium PANELS, cleaned through eco friendly cleaning ,process and powder applied through electrostatic charged Automatic Carona technology spray guns and cured in combination of Infrared & hot air oven in a certified plant as Akzo International approved applicator . | Sqm | 4117
The powder is conforming with the performance requirements of the AAMA2603.02 & Qualicoat Claa 1 specifications. The coating thickness will be minimum 60 microns with properties of Salt Spray of 1500 hrs in exposure in SST Cabinet with Minimum blister rating 8. (Tensile strength of suspension-344/413 mpa and fastner strength-110kg) All Ceiling Panels shall adhere to GreenPro Certifications.
10.42 | Providing and fixing of Perforated Metal Tile Ceiling System comprising of Tile of 600mm wide and 600mm long manufactured out of 0.5mm thick Galvanised Iron with beveled edge of 4.15mm width height of 32mm. The tiles shall be perforated to 1.5mm dia with open area of 23%. The Tile will be manufactured on advanced equipment that includes several leveling stages in the manufacturing process by approved manufacturers. Tile ends will be raised with pips and slops to ensure positive engagement into the spring to enable for de-mounting of individual panels. The Tile sides will be sufficiently high to ensure a minimum deflection across the length of Tile. All Tiles will be bevel edged. The Tile shall be epoxy polyester powder coating in white colour. The Tile shall be cllpped into clip in rail of 0.5mm thick GI. in form of a grid system using a cross connector. The clip in rail shall be supported from slab by means of rigid Suspension of 4mm G .I rod, Hold on Clamp with Clip. POWDER COATING SPECIFICATION: Aluminium PANELS, cleaned through eco friendly cleaning ,process and powder applied thru electrostatic charged Automatic Carona technology spray guns and cured in combination of Infrared & hot air oven in a certified plant as Akzo International approved applicator . | Sqm | 3375
The powder is conforming with the performance requirements of the AAMA2603.02 & Qualicoat Claa 1 specifications. The coating thickness will be minimum 60 microns with properties of Salt Spray of 1500 hrs in exposure in SST Cabinet with Minimum blister rating 8. (Tensile strength of suspension-344/413 mpa and fastner strength-110kg) All Ceiling Panels shall adhere to GreenPro Certifications.
10.43 | Providing and fixing of Unperforated Metal Tile Ceiling System comprising of Tile of 600mm wide and 600mm long manufactured out of 0.5mm thick Galvanised Iron with beveled edge of 4.15mm width height of 32mm. The tiles shall be plain. The Tile will be manufactured on advanced equipment that includes several leveling stages in the manufacturing process by approved manufacturers. Tile ends will be raised with pips and slops to ensure positive engagement into the spring to enable for de-mounting of individual panels. The Tile sides will be sufficiently high to ensure a minimum deflection across the length of Tile. All Tiles will be bevel edged. The Tile shall be epoxy polyester powder coating in white colour. The Tile shall be cllpped into clip in rail of 0.5mm thick GI. in form of a grid system using a cross connector. The clip in rail shall be supported from slab by means of rigid Suspension of 4mm G .I rod, Hold on Clamp with Clip. POWDER COATING SPECIFICATION: Aluminium PANELS, cleaned through eco friendly cleaning ,process and powder applied through electrostatic charged Automatic Carona technology spray guns and cured in combination of Infrared & hot air oven in a certified plant as Akzo International approved applicator . | Sqm | 2544
The powder is conforming with the performance requirements of the AAMA2603.02 & Qualicoat Claa 1 specifications. The coating thickness will be minimum 60 microns with properties of Salt Spray of 1500 hrs in exposure in SST Cabinet with Minimum blister rating 8. (Tensile strength of suspension-344/413 mpa and fastner strength-110kg) All Ceiling Panels shall adhere to GreenPro Certifications.
10.44 | Supply & Fixing of torsion spring Plank Ceiling System, comprising of Plank of 600mm wide and 1200mm long manufactured out of 0.7mm thick Aluminium Alloy 3105 perforated 1.5mm dia With 22% open area. The metal ceiling panels shall be downward accessible with a minimum of four (4) torsion springs per panel . The Plank will be manufactured on advanced CAD/CAM equipment that includes several levelling stages in the manufacturing process. Torsion Spring panel with two side legs die formed and two end legs die formed and punched to receive torsion springs (min two springs each end or side) for secure engagement into Tee Grid main runners which are factory punched to receive torsion springs. Planks will be square edged. The metal ceiling panels shall be downward accessible with a minimum of four (4) torsion springs per panel. The Plank shall be Polyester powder coated in desired colour. Main Runners: 24mm deep, inverted “Tee” sections, 3.6m long, with factory punched flanges to receive torsion spring assembly. Main Tee on center spacing to match panel length. Cross Runners: 24 mm deep, inverted “Tee” sections designed to interlock in to web of main tee section on designated spacing. Cross tee length to match panel length. Cross tees are spaced spacing 1200mm on center maximum. Suspension System: | Sqm | 5253
As per manufacturer standard considering type of plenum and its height. Paint finish – POWDER COATING SPECIFICATION: Aluminium PANELS, cleaned through eco friendly cleaning ,process and powder applied through electrostatic charged Automatic Carona technology spray guns and cured in combination of Infrared & hot air oven in a certified plant as Akzo International approved applicator . The powder is conforming with the performance requirements of the AAMA2603.02 & Qualicoat Claa 1 specifications. The coating thickness will be minimum 60 microns with properties of Salt Spray of 1500 hrs in exposure in SST Cabinet with Minimum blister rating 8 Acoustic Felt (Optional): Non-woven felt made of glass-reinforced fibre glued over the perforation for sound absorption. NRC- 0.7. (Tensile strength of suspension-344/413 mpa and fastner strength-110kg) All Ceiling Panels shall adhere to GreenPro Certifications.
10.45 | Supply & Fixing of torsion spring Plank Ceiling System, comprising of Plank of 600mm wide and 600mm long manufactured out of 0.7mm thick Aluminium Alloy 3105 perforated 1.5mm dia With 22% open area. The metal ceiling panels shall be downward accessible with a minimum of four (4) torsion springs per panel . The Plank will be manufactured on advanced CAD/CAM equipment that includes several levelling stages in the manufacturing process. Torsion Spring panel with two side legs die formed and two end legs die formed and punched to receive torsion springs (min two springs each end or side) for secure engagement into Tee Grid main runners which are factory punched to receive torsion springs. Planks will be square edged. The metal ceiling panels shall be downward accessible with a minimum of four (4) torsion springs per panel. The Plank shall be Polyester powder coated in desired colour. Main Runners: 24mm deep, inverted “Tee” sections, 3.6m long, with factory punched flanges to receive torsion spring assembly. Main Tee on center spacing to match panel length. Cross Runners: 24 mm deep, inverted “Tee” sections designed to interlock in to web of main tee section on designated spacing. Cross tee length to match panel length. Cross tees are spaced spacing 1200mm on center maximum. | Sqm | 5167
Suspension System: As per manufacturer standard considering type of plenum and its height. Paint finish – POWDER COATING SPECIFICATION: Aluminium PANELS, cleaned through eco friendly cleaning ,process and powder applied thru electrostatic charged Automatic Carona technology spray guns and cured in combination of Infrared & hot air oven in a certified plant as Akzo International approved applicator . The powder is conforming with the performance requirements of the AAMA2603.02 & Qualicoat Claa 1 specifications. The coating thickness will be minimum 60 microns with properties of Salt Spray of 1500 hrs in exposure in SST Cabinet with Minimum blister rating 8. Acoustic Felt (Optional): Non-woven felt made of glass-reinforced fibre glued over the perforation for sound absorption. NRC- 0.7. (Tensile strength of suspension-344/413 mpa and fastner strength-110kg) All Ceiling Panels shall adhere to GreenPro Certifications.
10.46 | Supply & Fixing of torsion spring Plank Ceiling System, comprising of Plank of 600mm wide and 1200mm long manufactured out of 0.6mm thick GALVANISED IRON perforated 1.5mm dia With 22% open area. The metal ceiling panels shall be downward accessible with a minimum of four (4) torsion springs per panel . The Plank will be manufactured on advanced CAD/CAM equipment that includes several levelling stages in the manufacturing process. Torsion Spring panel with two side legs die formed and two end legs die formed and punched to receive torsion springs (min two springs each end or side) for secure engagement into Tee Grid main runners which are factory punched to receive torsion springs. Planks will be square edged. The metal ceiling panels shall be downward accessible with a minimum of four (4) torsion springs per panel. The Plank shall be Polyester powder coated in desired colour. Main Runners: 24mm deep, inverted “Tee” sections, 3.6m long, with factory punched flanges to receive torsion spring assembly. Main Tee on center spacing to match panel length. Cross Runners: 24 mm deep, inverted “Tee” sections designed to interlock in to web of main tee section on designated spacing. Cross tee length to match panel length. Cross tees are spaced spacing 1200mm on center maximum. | Sqm | 4452
Suspension System: As per manufacturer standard considering type of plenum and its height. Paint finish – POWDER COATING SPECIFICATION: Aluminium PANELS, cleaned through eco friendly cleaning ,process and powder applied thru electrostatic charged Automatic Carona technology spray guns and cured in combination of Infrared & hot air oven in a certified plant as Akzo International approved applicator . The powder is conforming with the performance requirements of the AAMA2603.02 & Qualicoat Claa 1 specifications. The coating thickness will be minimum 60 microns with properties of Salt Spray of 1500 hrs in exposure in SST Cabinet with Minimum blister rating 8. Acoustic Felt (Optional): Non-woven felt made of glass-reinforced fibre glued over the perforation for sound absorption. NRC- 0.7. (Tensile strength of suspension-344/413 mpa and fastner strength-110kg) All Ceiling Panels shall adhere to GreenPro Certifications.
10.47 | Providing and installation of Poly Carbonate Sheet roofing over existing steel framing as per drawing and design including fixing with non-corrodible nuts and water proof washers as per instruction of Engineer-in-charge.
(i) | 6 mm thick | Sqm | 1447
(ii) | 10 mm thick | Sqm | 1914
96512.3

## BSR_B11
CHAPTER : B-11
FLOORING WORKS
Chapter Code No | Description | Unit | Rate (Rs.)
1 | 2 | 3 | 4
BRICK FLOORING
11.1 | Brick on edge flooring with bricks of class designation 75 including cement slurry & pointing in CM (1 : 3) etc. complete laid on 20 mm thick bed of :
11.1.1 | Cement Sand Mortar 1 : 4 | Sqm | 510
11.1.2 | Cement Sand Mortar 1 : 6 | Sqm | 487
11.2 | Dry brick on edge flooring in required pattern with bricks of class designation 75 on a bed of 12 mm mud mortar including filling joints with River sand complete. | Sqm | 450
CEMENT CONCRETE FLOORING
11.3 | Cement concrete flooring 1:2:4 (1 cement : 2 coarse sand : 4 graded stone aggregate) finished with a floating coat of neat cement including cement slurry, making of lines or groove etc complete but excluding the cost of nosing of steps etc. complete.
11.3.1 | 40mm thick with 20mm thick nominal size aggregate. | Sqm | 277
11.3.2 | 75mm thick with 20mm thick nominal size aggregate. | Sqm | 458
11.4 | Providing and fixing 50mm thick cement concrete flooring with Metallic concrete hardener topping, under layer of 38mm thick cement concrete 1:2:4 (1-cement : 2-coarse sand : 4-graded stone aggregate 20mm thick nominal size) and top layer of 12mm thick metallic concrete hardener consisting of mix 1:2 (1 cement : 2 stone aggregate, 6mm nominal size) by volume & mixed with metallic hardening compound of approved quality @ 2Kg./Sqm including cement slurry, rounding off edges etc. but excluding the cost of nosing of step etc. complete. | Sqm | 453
11.5 | Cement plaster in skirting and/dado 18 mm thick with cement mortar 1:3 (1 cement : 3 course sand) finished with a floating coat of neat cement including rounding of junctions with floor . | Sqm | 284
TERRAZZO FLOORING
11.6 | 40mm thick marble chips flooring rubbed and polished to granolithic finish under layer 31mm thick cement concrete 1:2:4 (1 cement : 2 course sand : 4 graded stone aggregate 12.5mm nominal size) including fixing of dividing strip (excluding the cost of strips) and top layer 9mm thick with marble chips of approved colour & 4mm to 7mm nominal size laid in cement marble chips 2 : 3 (2 cement : 3 marble chips) by volume including cement slurry etc. complete
11.6.1 | Dark shade pigment with ordinary cement. | Sqm | 485
11.6.2 | Light shade pigment with ordinary cement. | Sqm | 707
11.6.3 | Medium shade pigment with approximately 50% white cement and 50% ordinary cement. | Sqm | 539
11.6.4 | White cement without any pigment. | Sqm | 520
11.6.5 | Light shade pigment with white cement. | Sqm | 476
11.6.6 | Ordinary cement without any pigment. | Sqm | 450
11.7 | 40mm thick marble chips flooring rubbed and polished to granolithic finish under layer 28mm thick cement concrete 1:2:4 (1 cement : 2 course sand : 4 graded stone aggregate 12.5mm nominal size) including fixing of dividing strip (excluding the cost of strips) and top layer 12mm thick with marble chips of approved colour 7mm to 10mm nominal size laid in cement marble chips mix by weight in proportion of 2 : 3 (2 cement : 3 marble chips) by volume including cement slurry etc. complete :
11.7.1 | Dark shade pigment with ordinary cement. | Sqm | 519
11.7.2 | Light shade pigment with ordinary cement. | Sqm | 597
11.7.3 | Medium shade pigment with approximately 50% white cement and 50% ordinary cement. | Sqm | 569
11.7.4 | White cement without any pigment. | Sqm | 562
11.7.5 | Light shade pigment with white cement. | Sqm | 586
11.7.6 | Ordinary cement without any pigment. | Sqm | 469
11.8 | Marble chips skirting/dado rubbed and polished to granolithic finish 6mm thick with white marble chips of approved colour and size from smallest to 4mm nominal size laid in cement marble chips mix in proportion of 4:7(4 cement : 7 marble chips) by volume including fixing of dividing strips (excluding the cost of strips) complete in all respects : 18mm thick with under layer of 12mm thick cement plaster 1:3 (1 cement : 3 coarse sand) :
11.8.1 | Dark shade pigment with ordinary cement. | Sqm | 625
11.8.2 | Light shade pigment with ordinary cement. | Sqm | 667
11.8.3 | Medium shade pigment with approximately 50% white cement and 50% ordinary cement. | Sqm | 649
11.8.4 | White cement without any pigment. | Sqm | 650
11.8.5 | Light shade pigment with white cement. | Sqm | 620
11.8.6 | Ordinary cement without any pigment. | Sqm | 603
11.9 | Providing and fixing glass strips in joints of terrazo/ cement concrete floors.
11.9.1 | 40mm wide and 4mm thick | Mtr. | 31
11.9.2 | 20mm wide and 3mm thick for skirting. | Mtr. | 17
11.1 | Extra for laying terrazo flooring on staircase treads not exceeding 30 cm in width including cost of forming, nosing etc. | Sqm | 26
11.11 | Extra for terrazzo flooring in narrow band bands not exceeding 7.5cm in width. | Sqm | 14
11.12 | Crazy marble stone flooring 20mm thick marble stone with black or of specified colour topping including filling the gaps with cement marble chips mix in proportion of 4 : 7 (4cement : 7 white black or white or black marble chips) size from 1mm to 4mm by volume and under layer of 25mm thick cement concrete [1:2:4, graded stone aggregate 12.5mm nominal size] rubbing and polishing and cement slurry etc. complete : In ordinary cement. | Sqm | 579
TILE FLOORING
11.13 | Precast terrazo tiles of approved make, 20mm thick with marble chips of size upto 6mm laid in floors, and landing, jointed with neat cement slurry mixed with pigment to match the shade of the tiles, including rubbing and polishing complete on 20mm thick bed of cement sand mortar 1 : 4.
11.13.1 | Light shade using white cement. | Sqm | 542
11.13.2 | Medium shade using approximately 50% white cement and 50% ordinary cement. | Sqm | 549
11.13.3 | Dark shade using ordinary cement. | Sqm | 473
11.13.4 | Ordinary cement without any pigment. | Sqm | 534
11.14 | Extra if terrazo tiles are laid in treads of steps not exceeding 30 cm in width. | Sqm | 32
11.15 | Precast terrazzo tiles of approved make 20mm thick with marble chips of size upto 6mm in skirting & risers, treads of steps and dados 12mm thick cement plaster 1:3 (1 cement : 3 coarse sand) jointed with neat cement slurry mixed with pigment to match the shade of the tiles, including rubbing and polishing complete with tiles of :
11.15.1 | Light shade using white cement. | Sqm | 690
11.15.2 | Medium shade using approximately 50% white cement and 50% ordinary cement. | Sqm | 681
11.15.3 | Dark shade using ordinary cement. | Sqm | 672
11.15.4 | Ordinary cement without any pigment. | Sqm | 682
11.16 | Providing & laying Chequered terrazzo tiles of approved make 22mm thick with marble chips of size upto 6mm, in floors, jointed with neat cement slurry mixed wit pigment to match the shade of tiles including rubbing and polishing complete in all respect as per specification, on 28mm thick bed of C.M. 1:4 :
11.16.1 | Light shade using shade cement. | Sqm | 684
11.16.2 | Medium shade using approximately 50% white cement and 50% ordinary cement. | Sqm | 683
11.16.3 | Dark shade using ordinary cement. | Sqm | 618
11.16.4 | Ordinary cement without any pigment. | Sqm | 569
11.16.5 | Add extra for non slipping 9-12 mm ironite topping tiles | Sqm | 10%
11.17 | Chequerred precast cement concrete tiles 22 mm thick in footpath & courtyard jointed with neat cement slurry mixed with pigment to match the shade of tiles including rubbing and cleaning etc. complete on 20 mm thick bed of cement mortar 1:4 (1 cement : 4 coarse sand)
11.17.1 | Light shade using shade cement. | Sqm | 571
11.17.2 | Medium shade using approximately 50% white cement and 50% ordinary cement. | Sqm | 673
11.17.3 | Dark shade using ordinary cement. | Sqm | 523
11.17.4 | Ordinary cement without any pigment. | Sqm | 473
11.17.5 | Add Extra for polished chequered precast cement concrete tiles over item No. 11.17.1, 11.17.2, 11.17.3, 11.17.4 |  | 10%
KOTA STONE FLOORING
11.18 | Kota stone slab flooring 25 mm thick over 20 mm (average) thick base laid over and jointed with grey cement slurry mixed with pigment to match the shade of the slab including rubbing and polishing complete with base of cement mortar 1 : 4 (1 cement : 4 coarse sand)
11.18.1 | For area of each slab from 901 to 2000 Sq.Cm : | Sqm | 950
11.18.2 | For area of each slab from 2001 to 5000 Sq.Cm | Sqm | 1023
11.19 | Kota stone slabs 25 mm thick in risers of steps, skirting, dado and pillars laid on 12 mm (average) thick cement mortar 1:3 (1 cement 3 coarse sand) and jointed with grey cement slurry mixed with pigment to match the shade of the slabs, including rubbing and polishing complete
11.19.1 | For area of each slab upto 2001 Sqcm | Sqm | 912
11.19.2 | For area of each slab from 2001 to 5000 Sqcm | Sqm | 1002
11.2 | Rough Chisel dressed Kota stone 35 mm thick flooring of approved shade set in pattern over 20mm thick base of cement mortar 1:6 (1 cement : 6 coarse sand) and pointing with cement sand mortar 1:3 with pigment to match the shade of stone with joint thickness up to 15 mm complete in all respects : | Sqm | 627
SAND STONE FLOORING
11.21 | Rough Chisel dressed Sand stone 35 mm thick flooring of approved shade set over 20mm thick base of cement mortar 1:6 (1 cement : 6 coarse sand) and pointing with cement sand mortar 1:3 with pigment to match the shade of stone with joint thickness up to 15 mm complete in all respects :
11.21.1 | Red sand stone (Karauli stone) | Sqm | 619
11.21.2 | Pink sand stone (Bansi Paharpur stone) | Sqm | 653
11.21.3 | Mandana stone | Sqm | 653
11.22 | Fine dressed & machine cut edges 30-35 mm thicksand stone flooring over 20 mm (average) thick base of cement mortar 1:4 (1 cement : 4 coarse sand) jointed grey cement slurry mixed with pigment to match the shade of stone complete as per design drawing and instruction of EI.
11.22.1 | Red sand stone (Karauli stone) | Sqm | 773
11.22.2 | Pink sand stone (Bansi Paharpur stone) | Sqm | 883
11.22.3 | Mandana stone | Sqm | 883
11.23 | Fine grinded Gangsaw cut 30-35 mm thick stone flooring over 20 mm (average) thick base of cement mortar 1:4 (1 cement :4 coarse sand) jointed grey cement slurry mixed with pigment to match the shade of stone complete as per design drawing and instruction of EI.
11.23.1 | Red sand stone (Karauli stone) | Sqm | 825
11.23.2 | Pink sand stone (Bansi Paharpur stone) | Sqm | 937
11.23.3 | Mandana stone | Sqm | 937
11.24 | Extra for pre finished nosing in treads of steps of Kota stone/ sand stone slab. | Sqm | 72
11.25 | Extra for Mirror polishing on terrazzo/Kota stone work where ever required to give high gloss finish complete. | Sqm | 121
11.26 | Random rubble dry stone Kharanja under floor. | Cum | 932
11.27 | Filling of sunk portion of roof with earthen pots of required height including filling voids with 1:3:6 light concrete, using brick bats complete levelling and dressing the surface by 50mm thick cement concrete 1:2:4 as per specification. | Cum | 1775
11.28 | Providing and fixing designer cement concrete polished tiles over 20mm average thick base of CM 1 :4 (1 Cement : 4 sand) jointing with cement mortar 1 :2 ( 1cement : 2 sand) with pigment to match the shade of the tiles having minimum thickness of 25mm complete with all respect. ( as per IS 1237:2012) | Sqm | 1180
11.29 | Providing and laying at or near ground level factory made kerb stone of M-25 grade cement in position to the required line, level and curvature jointed with cement mortar 1:3 (1 cement : 3 coarse sand ) including making joints with without grooves (thickness of joints except at sharp curve shall not to more than 5mm) including making drainage opening wherever required complete including painting etc. as per direction of Engineer-in-charge (length of finished kerb edging shall be measured for payment). (Precast C.C. kerb stone shall be approved by Engineerin- charge). | Cum | 6103
11.3 | Providing and laying M30 grade controlled cement concrete pavements including mixing and vibrations concrete with necessary needle vibrators and surface with screed board vibrating complete in all respect with 20/25 mm stone aggregate (crusher broken) including anti-skid textured finish to required camber/ super elevation and grade including curing etc. as per specification with cement concrete M-30 grade including cost of Steel frame work for sides of C.C. pavement consisting of M. S. channels flats and angles with required steel pegs ( some of them may left embedded in concrete/ including providing frame work) | Cum | 5514
11.31 | Extra for vacuum processed concrete including cost of equipments labour etc. | Sqm.. | 101
11.32 | Cutting of construction joint/ longitudinal joint 4 to 6 mm. wide using mechanical concrete cutter including cost of diamond bit cutting wheel and filling of bitumen sealing compound in groove including cost of sealing compound.
11.32.1 | 25 mm depth | P Mtr. | 46
11.32.2 | 50 mm depth | P Mtr. | 94
11.32.3 | 75 mm depth | P Mtr. | 140
11.32.4 | 100 mm depth | P Mtr. | 187
WOODEN FLOORING
11.33 | 25mm thick wooden planking, tongued and grooved in flooring including fixing with iron screws complete (Lower frame to be paid extra) with :First class Teak wood. | Sqm | 2973
11.34 | Providing and laying wooden flooring with a direct laminated surface treated with aluminum oxide on top of a high-density fiber board with a density of 850 Kg./per Mtr. having a click system tongue and groove joint to secure a long lasting joint. The planks are or termite resistant and water protected with both side lamination Wooden flooring Planks of size 1208 x 194 x 8 mm / 1215x294x8 mm (8mm thick laminated floor class of use 23/31 having a wear resistance level of AC-3 , impact resistance > 9mm, moisture resistance 3-10% as per (EN-424, EN – 438 EN – 425 EN – 417 – 2)or PREN 3329 complete in all respect as per direction of EI | Sqm | 2311
11.35 | Providing and laying of skirting 89 mm wide having both side laminations with moulding in upper side with matching of floor fixing with nails and screws & fevicol complete in all respect as per direction of EI. | Rm | 979
11.36 | Providing and laying transaction/adaptation profile with fixing of nails, screws & fevicol complete in all respect as per direction of EI. | Rm | 906
PVC FLOORING
11.37 | Providing and Fixing Cushion Vinyl/Fully flexible Vinyl Flooring confirming to I.S.-3462 Flooring of approved make with fibre base using rubber base adhesives including rolling with light wooden roller complete :
11.37.1 | 1.0 mm thick. | Sqm | 760
11.37.2 | 1.5 mm thick. | Sqm | 867
11.37.3 | 2.0 mm thick. | Sqm | 990
Paver Block
11.38 | Providing and laying of paver block as per IS 15658 : 2006 (Indian standard for precast concrete block for paving- specification) and IRC : SP:63-2004 (guidelines for the use of interlocking concrete block pavement)
11.38.1 | M-30, 60 mm thick to be used in non traffic areas like building premises, monument premises, land scapes, public gardens/ park, domestic drives, paths and patios, Embankment slopes, sand stabilization Area etc.( As per table 1 of IS 15658:2006
(A) | Category A Denated units to key into each other on four faces zigzag shape as per IRC SP 63:2004 | Sqm | 816
(B) | Category ‘B’ Denated only two side like I,Z,T shape etc. as per IRC SP 63:2004 | Sqm | 786
(C) | Category ‘C’not denated on any it’s faces like Hexagon, Rectangular, square shape as per IRC SP 63:2004 | Sqm | 736
11.38.2 | M-35,60mm thick to be used in light traffic (Light traffic is defined as a daily traffic up to 150 commercial vehicles exceeding 30 KN laden weight, or an equivalent up to 0.5 million standard axles (MSA) for a design life of 20 years (A standard axle is defined as a single axle load of 81.6 KN) like pedestrian plazas, shopping complexes ramps, car parks, office driveways , housing colonies, office complexes, rural roads with low volume traffic, farm houses , beach sites, tourist resorts, local authority footways, residential roads, etc.
(A) | Category A Denated units to key into each other on four faces zigzag shape as per IRC SP 63:2004 | Sqm | 961
(B) | Category ‘B’ Denated only two side like I,Z,T shape etc. as per IRC SP 63:2004 | Sqm | 933
(C) | Category ‘C’not denated on any it’s faces like Hexagon, Rectangular, square shape as per IRC SP 63:2004 | Sqm | 850
11.38.3 | M-40,80mm thick to be used in medium- traffic ( Medium traffic is defined as a daily traffic of 150-450 commercial vehicles exceeding 30 KN laden weight, or an equivalent of 0.5 to 2.0 MSA for a design life of 20 years.) like city streets, small and medium market roads, low volume roads, utility cuts on arterial roads, etc
(A) | Category A Denated units to key into each other on four faces zigzag shape as per IRC SP 63:2004 | Sqm | 1089
(B) | Category ‘B’ Denated only two side like I,Z,T shape etc. as per IRC SP 63:2004 | Sqm | 1060
(C) | Category ‘C’not denated on any it’s faces like Hexagon, Rectangular, square shape as per IRC SP 63:2004 | Sqm | 1003
11.38.4 | M-50 100mm thick to be used in heavy-traffic ( Heavy traffic is defined as a daily traffic of 450-1500 commercial vehicles exceeding 30 KN laden weight, or an equivalent of 2.0 to 5.0 MSA for a design life of 20 years.) like Bus terminals, industrial complexes, mandi houses roads on expansive soils, factory floor , service station, industrial pavements.etc.
(A) | Category A Denated units to key into each other on four faces zigzag shape as per IRC SP 63:2004 | Sqm | 1311
(B) | Category ‘B’ Denated only two side like I,Z,T shape etc. as per IRC SP 63:2004 | Sqm | 1282
(C) | Category ‘C’not denated on any it’s faces like Hexagon, Rectangular, square shape as per IRC SP 63:2004 | Sqm | 1224
11.38.5 | M-55 120mm thick to be used in very heavy-traffic ( very heavy-traffic is defined as a daily traffic of more than 1500 commercial vehicle exceeding 30 KN laden weight, or an equivalent of more than 5.0 MSA for a design life of 20 years.) like container terminals, ports, block yards, mine access roads, bulk cargo handling areas, airport pavements, etc.
(A) | Category A Denated units to key into each other on four faces zigzag shape as per IRC SP 63:2004 | Sqm | 1521
(B) | Category ‘B’ Denated only two side like I,Z,T shape etc. as per IRC SP 63:2004 | Sqm | 1492
(C) | Category ‘C’not denated on any it’s faces like Hexagon, Rectangular, square shape as per IRC SP 63:2004 | Sqm | 1434
11.389 | Add extra over item No. 11.38, A to C if reflective paver block, manufactured with wet cast vibration system in two layers is used. | Sqm | 10%
11.4 | Add extra over rates of item No. 11.38, A to C if colored paver blocks are used | Sqm | 20%
11.41 | Providing and fixing 25 mm thick Non slippery reflective type designer paving tile with metallic hardening using 2 Kg/sq.mtr made out of cement concrete of required grade, sizes of tile upto 300X300 mm Manufactured with wet cast Vibration system in two layers and laid over base of 20 mm thick cement morter1:4 using neat cement slurry in cluding finishing of joints etc. complete.
(A) | Using M-40 grade cement Concrete | Sqm | 1509
(B) | Using M-30 grade cement Concrete | Sqm | 1368
11.42 | Add extra over 11.41, A & B if coloured wearing course (as per IS 1237:1980) is used. | Sqm | 20%
11.43 | 25mm thick fine dressed and machine grinded surface stone flooring over 20mm (av.) thick base in cement in CM 1:6 with joints finished flush with:
11.43.1 | Red sand stone | Sqm | 513
11.43.2 | White sand stone | Sqm | 624
11.44 | Providing & Laying Tactile tile (for vision impaired persons is standard of size 300x300x20mm and confirming to IS 1231 of 1980 (Re affirmed in 2006) in all colours & sheds further product should confirm ASTM 303 for shad resistance and DIN51099 for colour fastness etc. laid on 20mm thick base of cement mortar 1:4 (1 cement : 4 course sand) in all shapes & patterns including grouting the joint which white cement mixer) will matching pigments etc complete is per direction of Engineer-in-charges. Grade M 30 | Sqm | 1284
83052.7
Details of cost for 225 Sqm
Material
| Inter-locking blocks | sqm
| Edge blocks | m
| Sand | cum
| Water | kl
| Mate | day
day
| Mason (2nd class) | day
Water tanker 6 kl capacity
Cost for 225 sqm.

## BSR_B12
CHAPTER : B-12
FINISHING WORK
Note :
1 | The rates are for complete work including racking of joints, curing, grinding, mixing and finishing T & P and scaffolding material and cost of material with all lead and lift
2 | The rates cover protection of all places and things, requiring protection and cleaning such places and thing of all droppings and splashes of mortar etc.
3 | The Rate for external plaster are for height up to 10 m from ground level unless otherwise stated.
4 | Cement mortar is to be made by mechnical mixer only.
Chapter Code No | Description | Unit | Rate (Rs.)
1 | 2 | 3 | 4
CEMENT PLASTER
12.1 | Plaster on new surface on wall in cement sand mortar 1:3 including racking of joints etc. complete fine finish :
12.1.1 | 25 mm thick | Sqm. | 242 | Item no. 12.1 to 12.6 rates increased by 20%
12.1.2 | 20mm thick | Sqm | 211
12.1.3 | 12mm thick | Sqm | 164
12.2 | Plaster on new surface on walls in cement sand mortar 1:4 including racking of joints etc. complete fine finish :
12.2.1 | 25 mm thick. | Sqm | 227
12.2.2 | 20mm thick . | Sqm | 202
12.2.3 | 12mm thick . | Sqm | 163
12.3 | Plaster on new surface on walls in cement sand mortar 1:6 including racking of joint etc. complete fine finish :
12.3.1 | 25 mm thick | Sqm | 211
12.3.2 | 20mm thick. | Sqm | 190
12.3.3 | 12mm thick. | Sqm | 160
12.4 | Plaster on new surface on walls in cement sand mortar 1:8 including racking of joint etc. complete fine finish :
12.4.1 | 25mm thick. | Sqm | 176
12.4.2 | 20mm thick. | Sqm | 164
12.4.3 | 12mm thick. | Sqm | 140
12.5 | 6 mm thick cement plaster to ceiling of mix 1:3 (1cement : 3-fine sand) | Sqm. | 139
12.6 | 6mm thick cement plaster 1:3 ( 1cement : 3 fine sand) finished with a floating coat of neat cement and thick coat of Lime wash on top of walls when dry for bearing of R.C.C slabs and beams. | Sqm. | 163
12.7 | Finishing with neat cement (punning). | Sqm | 36
12.8 | Extra for providing and mixing water proofing material in cement plaster work in proportion recommended by the manufacturers. | Kg. | 42
ROUGH CAST PLASTER
12.9 | Rough cast plaster upto 10m height above ground level with a mixture of sand and gravel or crushed stone from 6mm to 10mm nominal size dashed over and including the fresh plaster in two layers, under layer 12mm cement plaster 1:4 (1 cement : 4 coarse sand) and top layer 10mm cement plaster 1:3 (1 cement : 3 fine sand) mixed with 10% finely grounded hydrated lime by volume of cement. Ordinary cement finish using ordinary cement | Sqm | 340
12.1 | Pebble dash plaster upto 10m height above ground level with a mixture of washed pebble or crushed stone 6mm to 12.5mm nominal size dashed over and including fresh plaster in two layers under layer 12mm cement plaster 1:4 (1 cement : 4 coarse sand) and top layer 10mm cement plaster with cement mortar 1:3 (1 cement : 3 fine sand) with 10% finely grounded hydrated lime by volume of cement | Sqm | 323
12.11 | Washed stone grit plaster on exterior walls of height upto 10 M. above level in two layers, under layer 12mm cement plaster 1:4 (1 cement : 4 coarse sand ) furrowing the under layer with scratching tool, applying cement slurry on the under layer @ 2kg of cement per sqm, top layer 15 mm cement plaster 1:1/2:2 ( 1 cement : 1/2 coarse sand : 2 stone chipping size 10 mm nominal size) in panel with groove all around as per approved pattern including scrubbing and washing, the top layer with brushes and water to expose the stone chipping, complete as per specification and direction of Engineer in charge. (Payment for providing grooves shall be made separately) | Sqm | 510
12.12 | Forming groove of uniform size 15x15mm and upto 25x15mm in the top layer of washed stone grit plaster as per approved pattern using wooden battens, nailed to the under layer including removal of wooden battens, repair to the edges of panels and finishing the groove complete as per specification and direction of Engineer in charge | Rm | 25
12.13 | Extra for using white cement in place of ordinary cement in the top layer of the item of washed stone grit plaster. | Sqm | 36
12.14 | Extra for plastering exterior walls of height more than 10 m from ground level for every additional height of 3 m or part thereof. | Sqm | 34
12.15 | Extra for plastering on circular work not exceeding 6 m in radius: | Sqm | 15
12.16 | Extra for plastering done on moulding cornices or architraves including neat finish to line and level:
12.16.1 | In one coat | Sqm | 210
12.16.2 | In two coats | Sqm | 348
12.17 | Extra for plastering :
12.17.1 | Spherical ceiling | Sqm | 64
12.17.2 | Groined ceiling | Sqm | 70
12.17.3 | Flewing soffits | Sqm | 42
12.18 | Extra for lining out plaster to imitate stone or concrete blocks walling | Sqm | 34
12.19 | Making grooves as per design in plaster 10mm to 20mm wide. | Rm | 7
12.2 | Making of drip course (Tapka) in cement sand mortar 1:6 width upto 40 mm and 10 mm thick as per approved design | Rm | 11
12.21 | 12 mm thick plain cement mortar bands in cement mortar 1:4 (1 cement : 4 fine sand) :
12.21.1 | Flush band. | Cm P Rm | 3
12.21.2 | Sunk band. | Cm P Rm | 3
12.21.3 | Raised Band | Cm P Rm | 3
12.21.4 | Moulded band. | Cm P Rm | 5
12.22 | Providing and applying white cement based putty over plastered surface to prepare the surface even and smooth complete
12.22.1 | New Plastered Surface (three or more coats) | Sqm | 84
12.22.2 | Old Plastered Surface (two or more coats) | Sqm | 46
12.23 | Providing and applying plaster of paris putty of 2 mm thickness over plastered surface to prepare the surface even and smooth complete | Sqm | 69
12.24 | Providing & Laying POP moulding & beading in ceiling including nailing & scafollding etc. complete of size :
12.24.1 | 25mm x 12mm | Rm | 61
12.24.2 | 25mm x 25 mm | Rm | 72
12.25 | Providing & Laying POP Cornice of required design & pattern in ceiling including nailing & scafollding etc. complete with fine finishing of size:
12.25.1 | 50mm x 50mm | Rm | 112
12.25.2 | 65mm x 65mm | Rm | 124
12.25.3 | 75mm x 75mm | Rm | 146
12.26 | Lime plaster ( up to 40 mm thick in 3 Coats) on new surface on walls with lime sand mortar 1:2 (1 lime putty : 2 sand) using admixture like Gur, Methi & Gugal @ 1.0 Kg./each for every 10 Sqm of area including racking of joints curing etc. complete | Sqm | 353
12.27 | Coloured Araish work 1 : 2 (1-lime putty : 2-Zikki ) over lime plaster or plain back ground including preparation of lime for 6 months by slaking of lime with curd and changing the water every week. The kara plaster of not more than 6 mm thick is to be left for maximum of 3 months to appear the shrinkage & temperature cracks over the kara plaster 2 mm layer of grinded lime putty is to be done and is to be rubbed gently by Akik stone then inserting the design of colour border/ flowers/pictures etc including desired colour stone pigment to match the existing design/pattern after this, applying Khopra paste & rubbing with cloth to give a uniform picture. The work to be executed strict as per direction of Engineer Incharge | Sqm | 3681
12.28 | Yellow/pink colour wash with Khameera mixed with pigment including making gola garden, Kangoora and ornamental lining work as per aprroved Jaipur style and pattern complete in all respest as per direction of Engineer in Charge
12.28.1 | On New Surface ( 3 coats) | Sqm | 88
12.28.2 | On old Surface ( 3 coats) | Sqm | 48
12.29 | Extra for making Ornamental design like Kangooras Gola etc. as per Jaipur practice in cement plaster | Sqm | 50%
POINTING
12.3 | Pointing on brick work or brick flooring with cement mortar 1:3 (1 cement : 3 fine sand) :
12.30.1 | Flush / Ruled/ Struck or weathered pointing. | Sqm | 80
12.30.2 | Raised and cut pointing | Sqm | 133
12.31 | Pointing on stone masonry in cement sand mortar 1:3 (1 cement : 3 sand) :
12.31.1 | Flush / Ruled/ Struck or weathered pointing. | Sqm | 124
12.31.2 | Raised and cut pointing. | Sqm | 233
12.31.3 | Deep groove pointing | Sqm | 220
12.32 | Pointing on stone slab ceiling with cement mortar 1:2 (1 cement : 2 fine sand): Flush/ Ruled pointing | Sqm | 78
12.33 | Extra for pointing on walls on the outside at height more than 10 m from ground level for every additional height of 3 m or part there of. | Sqm | 4
INTERIOR FINISHING
12.34 | White washing with lime to give an even shade including all scaffolding:
12.34.1 | New work (three or more coats). | Sqm | 11
12.34.2 | Old work (two or more coats) including scrapping old surface and repairing with whiting where ever necessary. | Sqm | 6
12.34.3 | Old work (one or more coats) including scrapping old surface and repairing with putty where ever necessary. | Sqm | 3
12.35 | Colour washing of all shades to give an even shade including all scaffolding :
12.35.1 | New work (two or more coats) with a base coat of white washing with lime. | Sqm | 14
12.35.2 | New work (two or more coats) with a base coat of whiting. | Sqm | 15
12.35.3 | Old work (one or more coats) with whiting with a base coat of white washing including scrapping old surface. | Sqm | 7
12.35.4 | Old work (two or more coats) with whiting with a base coat of white washing including scrapping surface. | Sqm | 6
12.35.5 | Old work (one or more coats) with lime including scrapping surface. | Sqm | 4
12.35.6 | Old work (one or more coats) with whiting including scrapping surface. | Sqm | 4
12.35.7 | Removing white or colour wash by scrapping and sand papering and preparing the surface smooth including necessary repairs to scratches by sandla/loi. (only for colour changing ). | Sqm | 4
12.36 | Distempering with dry distemper of approved brand and shade (two or more coats) and of required shade on new work, over and including, priming coat of whiting to give an even shade including all scaffolding. | Sqm | 53
12.37 | Distempering with oil bound washable distemper of approved brand and manufacture to give an even shade including all scaffolding:
12.37.1 | New work (two or more coats) over and including scrapping and priming coat with cement primer. | Sqm | 75
12.37.2 | Old work (one or more coats) including scrapping surface and necessary repairs.
(a) | Colour Change | Sqm | 15
(b) | Same colour | Sqm | 11
12.37.3 | Removing dry or oil bound distemper by scrapping sand papering and preparing surface smooth including necessary repairs to scratches by sandla/loi and all scaffolding (for colour changing only) | Sqm | 4
12.38 | Distempering with 1st quality acrylic washable distemper (ready mixed) of approved manufacturer and of required shade and colour completeincluding all scaffolding as per manufacturer's specification. Two or more coats on new work including prepartion of base with primer, putty, lippy etc complete in all respect. | Sqm | 43
12.39 | Applying one coat of Cement primer of approved brand and manufacture on wall surface including all scaffolding: | Sqm | 14
12.4 | Wall painting with plastic emulsion paint of approved brand and manufacture to give an even shade including all scaffolding:
12.40.1 | Two or more coats on new work including prepartion of base with primer, putty, lippy etc complete in all respect. | Sqm | 80
12.40.2 | Old work (One or more coats ) | Sqm | 40
EXTERIOR FINISHING
12.41 | Finishing wall with water proofing cement paint of approved brand and manufacture and or required shade to give an even shade including all scaffolding:
12.41.1 | New work (Two or more coats applied @ 3.84 kg/10 sqm). | Sqm | 53
12.41.2 | Old work (One or more coats). | Sqm | 20
12.42 | Finishing walls with Acrylic Smooth exterior paint of required shade including all scaffolding. New work (Two or more coat applied @ 1.67 ltr/10 sqm over and including base coat of water proofing cement paint applied @ 2.20 kg/ 10 sqm ). | Sqm | 86
12.43 | Painting exterior surface of Wall with 100% acrylic exterior paint of approved brand and manufacture to give an even shade with two or more coats including prepartion of base with sand papering, primer, putty, etc complete in all respect including scaffolding and safety provision
12.43.1 | New Work | Sqm | 123
12.43.2 | Old Work | Sqm | 50
12.44 | Finishing walls with textured exterior paint of required shade as per approved colour complete as per manufacturers specifications including primer coat and protecting coat including scaffolding and safety provision
12.44.1 | Roller Finish av. thickness 400 to 500 microns. | Sqm | 171
12.44.2 | Trowel Finish av. thickness 1000 to 1200 microns. | Sqm | 347
12.44.3 | Trowel Finish av. thickness 1500 to 2000 microns. | Sqm | 404
12.44.4 | Trowel Finish av. thickness 2000 to 2500 microns. | Sqm | 473
PAINTING
12.45 | Applying priming coat :
12.45.1 | With ready mix pink or gray primer of approved brand and manufacture on wood work hard and soft wood. | Sqm | 29
12.45.2 | With ready mix Aluminium primer of approved brand and manufacture on resinous wood and plywood. | Sqm | 29
12.45.3 | With ready mixed red oxide zinc chromate primer of approved brand and manufacture on steel galvanised iron/steel works | Sqm | 23
12.45.4 | With ready mixed red oxide zinc chromate primer of approved brand and manufacture on steel work (second coat) | Sqm | 12
12.46 | Painting with synthetic enamel paint of approved brand and manufacture to give an even shade :
12.46.1 | Two or more coats on new work | Sqm | 69
12.46.2 | One or more coats on old work. | Sqm | 34
12.47 | Varnishing with varnish of approved brand and manufacture :
12.47.1 | Two or more coats glue sizing with copal varnish over an under coat of flatting varnish. | Sqm | 89
12.47.2 | Two or more coats glue sizing with spar varnish or an under coat of flatting varnish. | Sqm | 94
12.48 | French sprit polishing :
12.48.1 | Two or more coats on new work including a coat of wood filler. | Sqm | 167
12.48.2 | One or more coats on old work. | Sqm | 57
12.49 | Polishing on wood work with ready mixed wax polish of approved brand and manufacture :
12.49.1 | New Work | Sqm | 69
12.49.2 | Old Work. | Sqm | 29
12.5 | Providing and applying Melamine polish on teak wood work of approved brand and manufacture to give an even shade with two or more coats by compressor including sand papering, wood filler coat etc complete in all respect:
12.50.1 | New Surface | Sqm | 887
12.50.2 | Old Surface | Sqm | 606
12.51 | Painting one thin coat with white lead of approved brand and manufacture on wet or patchy portion of plastered surfaces. | Sqm | 36
12.52 | Painting (two or more coats) on rain water soil, waste and vent pipes and fitting with black anticorrosive bitumastic paint of approved brand and manufacture over and including a priming coat of ready mixed zinc chromate yellow primer on new work :
12.52.1 | 75mm dia. Pipes. | Mtr. | 17
12.52.2 | 100mm dia. Pipes | Mtr. | 26
12.52.3 | 150mm dia. Pipes. | Mtr. | 40
12.53 | Painting (one or more coats) on rain water soil, waste and vent pipes and fitting with black anticorrosive bitumastic paint of approved brand and manufacture on old work :
12.53.1 | 50mm dia. Pipes. | Mtr. | 3
12.53.2 | 75mm dia. Pipes. | Mtr. | 5
12.53.3 | 100mm dia. Pipes | Mtr. | 7
12.53.4 | 150mm dia. Pipes. | Mtr. | 10
12.54 | Painting (two or more coats) on rain water, soil, waste and vent pipes and fittings with synthetic enamel paint of approved brand and manufacture and required colour over a priming coat of approved steel primer on new work.
12.54.1 | 75mm dia. Pipes. | Mtr. | 17
12.54.2 | 100mm dia. Pipes | Mtr. | 29
12.54.3 | 150mm dia. Pipes. | Mtr. | 40
12.55 | Painting (two or more coats) on rain water, soil, waste and vent pipes and fittings with synthetic enamel paint of approved brand and manufacture and required colour over a priming coat of approved steel primer on old work.
12.55.1 | 50mm dia. Pipes. | Mtr. | 3
12.55.2 | 75mm dia. Pipes. | Mtr. | 5
12.55.3 | 100mm dia. Pipes | Mtr. | 7
12.55.4 | 150mm dia. Pipes. | Mtr. | 8
12.56 | Painting with oil type wood preservative of approved brand and manufacture :
12.56.1 | New work (Two or more coats). | Sqm | 21
12.56.2 | Old work (One or more coats). | Sqm | 11
12.57 | Providing and applying two coats of fire retardant paint unthinned on cleaned wood/ply surface @ 3.5 sqm per litre per coat including preparation of base surface as per recommendations of manufacturer to make the surface fire retardant. | Sqm | 353
12.58 | Coal-tarring coats on new work using 0.16 and 0.12 litre of coal tar per Sqm in the first and second coat respectively. | Sqm | 23
12.59 | Painting with Aluminium paint of approved brand and manufacture to give an even shade :
12.59.1 | Two or more coats on new work. | Sqm | 53
12.59.2 | One or more coats on old work. | Sqm | 17
12.6 | Painting with acid proof paint of approved brand and manufacture of required colour to give an even shade :
12.60.1 | Two or more coats on new work . | Sqm | 54
12.60.2 | One or more coat on old work . | Sqm | 26
12.61 | Painting with black anti-corrosive bitumastic paint of approved brand and manufacture to give an even shade :
12.61.1 | Two or more coats on new work. | Sqm | 47
12.61.2 | One or more coat on old work. | Sqm | 19
12.62 | Lettering with black Japan paint of approved brand and manufacture. | P. Letter Per cm. height | 2
12.63 | Re-lettering with black Japan paint of approved brand and manufacture. | P. Letter Per cm. height | 1
12.64 | Providing and applying superior quality emulsion for wall painting with Velvet touch/Royal paint etc of approved brand and manufacture to give an even shade with putty and preparation of surface applying with the help of paint roller the work complete in all respect as per direction of Engineer-in-charge.
12.64.1 | New Work Three or More coat | Sqm | 246
12.64.2 | Old Work Analysis | Sqm | 162
12.65 | Spray painting in approved shade and approved quality with Duco paint of required colour to give even shade with two or more coats by compressor including sand papering, NC putty filler coat etc complete in all respect as per design given by Engineeer incharge on new work. | Sqm | 1859
12.66 | Providing and applying P.U. paint of apporved brand and manufature to even shade. Two or more coats on New works. | Sqm | 304
12.67 | Wall painting with Royal Play paint with various types of designs as approved of approved brand and manufacture to give an even shade including all scaffalding. Two or more coats on New work including preparation of base with primer, putty lippy etc. Complete in all respect. | Sqm | 365
12.68 | Lining work on Yellow & Pink Exterior Paint/ Colour wash including making Gola, Gardana, Kangoora and Orgnamental lining work as per approved style and pattern complete in all respect with Exterior (White/Brown) paint as required complete in all respect as per direction givin by Engineer in charge. | Sqm | 43
12.69 | Face lifting (Doba Wash) with washing of stones by (1:20) acid & water solution, rubbing by brush, washing by clear water, pointing of damaged grooves & doba washing with good quality lime water and painting of doors, windows, ventilators upto all height & lead including all scaffolding and T&P etc. complete as per instructions and direction of Engineer-in-charge. | Sqm | 73
18731.5

## BSR_B13
CHAPTER : B-13
REPAIRS TO BUILDING
Chapter Code No | Description | Unit | Rate (Rs.)
1 | 2 | 3 | 4
13.1 | Repairs to plaster of thickness 12mm to 20mm in patches of area 2.5 sq. metres and under including cutting the patch in proper shape, raking out joints and preparing and plastering the surface of the walls complete including disposal of rubbish to the dumping ground within 50 m lead With cement mortar 1 :4 ( 1 cement : 4 coarse sand) | Sqm | 235
13.2 | Fixing chowkhats in existing opening including embedding chowkhats in floors or walls cutting masonry for holdfasts embedding hold fasts in cement concrete blocks with cement concrete 1:3:6 (1 cement : 3 coarse sand : 6 graded stone aggregate 20 mm nominal size) painting two coats of coal tar to sides of chaukhats and making good the damages to walls and floors as required complete including disposal of rubbish to the dumping ground within 50 metres lead.
13.2.1 | Door chowkhats | Each | 615
13.2.2 | Window chowkhats | Each | 383
13.2.3 | Clerestory window chowkhats | Each | 271
13.3 | Making the opening in masonry including dismantling in floor or walls by cutting masonry and making good the damages to walls, flooring and jambs complete to match existing surface i/c disposal of mulba/ rubbish to the nearest municipal dumping ground. For door/windows/clerestory windows | Sqm | 447
13.4 | Renewing glass panes,with putty and nails wherever necessary
13.4.1 | Float glass panes of thickness 4 mm | Sqm | 617
13.4.2 | Float glass panes of thickness 5 mm | Sqm | 763
13.5 | Renewing glass panes with wooden fillets wherever necessary :
13.5.1 | 4mm thick plain glass panes. | Sqm | 765
13.5.2 | 5mm thick plain glass panes. | Sqm | 912
13.6 | Renewing glass panes and refixing existing wooden fillets :
13.6.1 | 4mm thick plain glass panes. | Sqm | 636
13.6.2 | 5mm thick plain glass panes. | Sqm | 780
13.7 | Supplying and fixing new wooden fillets wherever necessary: 2nd class teak wood fillets | Rm | 29
13.8 | Renewal of old putty of glass panes (length) | Rm | 18
13.9 | Refixing old glass panes with putty and nails | Sqm | 213
13.1 | Fixing old glass panes with wooden fillets (Excluding cost of fillets) | Sqm | 176
13.11 | Providing and fixing 16 mm M.S. Fan clamps of standard shape and size in existing R.C.C. slab including cutting chase and making good and painting exposed portion of the clamps complete. | Each | 215
13.12 | Repair to stone masonary in cement sand mortar 1:6 with old and new stone. | Sqm | 318
13.13 | Repair to brick masonary in cement sand mortar 1:6 with new brick. | Sqm | 354
13.14 | Cement plaster 1:3 under old stone slabs with admixture (gur,nails,binding wire to mesh and scraping scales & dressing joints of slabs complete.
13.14.1 | Proofing upto 25 mm thickness. | Sqm | 288
13.14.2 | Proofing above 25 mm thickness& upto 60 mm thickness | Sqm | 459
13.15 | Patch repair to cement concrete floor including digging out old floor in regular shape and removal of rubbish curing etc. complete in all respects. | Sqm | 317
13.16 | Washing floor with soda, soap or other cleaning material. | Sqm | 1
13.17 | Removal and refixing stone chhajja 50 to 75 mm thick including finishing, complete in all respects. | Sqm | 185
13.18 | Replacing broken roofing slab in patches including lime terrace, ceiling plaster etc. including removal of broken slabs. | Sqm | 1844
13.19 | Making holes in stone masonry wall upto 450 mm x 450 mm size and making good in CM 1:6. | Each | 182
13.2 | Grinding of existing floor with
13.20.1 | 60, 80, 120 and 360 No. Carborundum stone including cost of wax polishing complete : | Sqm | 69
13.20.2 | 120 and 360 No. Carborundum stone including cost of wax polishing complete : | Sqm | 43
13.21 | Add extra for mirror polishing on existing marble work/ Kota stone flooring work where ever required to give high gloss finish complete. | Sqm | 121
13.22 | Providing and fixing double scaffolding system on the exterior side, upto five story made with 4" wooden member 1.5 m c/c horizontal and vertical direction joining with rassi, clamps, challies. The scaffolding system shall be stiffened with bracing, runner, connection of building if necessary with all essential safty features for the workmen etc complete as per direction of EI.The lavation area of the scaffolding shall be measured for payment. The payment will be made once irrespective of duration of scaffolding. Note : This item to be used for maintence work judicially | Sqm. | 162
13.23 | Repair of existing steel glazed doors, windows and ventilator, MS sheet door, garge doors, compound wall gates etc. by welding drilling complete include. Cost of welding rods and hire charge of welding meachine and TP etc complete | Sqm. | 332
13.24 | Labour charges for repair to door / window without using any material such as applying randha (finishing) tightening of bolts & screw etc. | Sqm. | 220
13.25 | L/C for fixing of GI/AC sheet include. Cutting jhiri and repair , cutting of sheet , fixing of sheet with J or L hook and bitumen washer as per direction of EI | Sqm. | 256
13.26 | Repair of rolling shutter with replacement of shutter spring incl. removal of old spring in the existing rolling shutter incld. Cost of new spring | Each | 866
13.27 | Repair of rolling shutter with using any material such as bend repair , tightening of spring,bolt and screw etc complete | Each | 606
13.28 | Refebrication work with existing steel work including cutting, welding & refebrication as per requirement with fixing at site complete as per direction of Engineer In charge | Kg | 34
13.29 | Repair to damaged RCC slabs, beams and columns etc for strengthening with cement mortar 1 : 2 in following steps :- | Sqm | 1568
(i) | Choping losse and cracked concrete to required depth, cleaning the exposed surface of steel and concrete with wire brush and sand papering , cleaning of concrete surface with water as necessary and getting dried.
(ii) | Applying Epoxy primer on the exposed steel bars.
(iii) | Applying Epoxy hardener and resin mix (as per manufectured's specification) on concrete and steel bars with brush.
(iv) | Speading dry cement mortar 1 : 2 mix over epoxy treated wet surface and allow it to dry for one day.
(v) | Plastering the surface with cement sand mortar 1 : 3 upto depth of 30mm complete.
(vi) | Cure the plastered surface for 15 days, All work including scaffolding etc. complete in all respect.
13.3 | Replacement of stone Chajja with sriwan in damaged portion as per existing thickness and width in CM 1 : 3 with removal of old damaged pieces of chajja including top plaster of chajja and bottom pointing in CM 1 : 3 with scoffolding upto Ground floor level as per direction of Engineer in charge | Sqm | 2820
13.30.1 | Add Extra for each additional floor | Sqm | 264
13.31 | Repair to damaged cement plaster of stone chajja with CM 1 : 3 of required thickness on top & bottom as per existing pattern and making patta etc complete up to three floor level as per direction of Engineer in charge including all necessary scoffolding etc | Sqm | 633
13.32 | Mechanised cleaning of storage tanks comprises of following 6 stage as mentioned below :
(i) | Mechanical dewatering
(ii) | Desalting removal of leftover dirty water and sludge with sludge pump
(iii) | Cleaning of wall, ceiling and floor by high pressure water jet with help of equipments which creates a pressure of 100-150 bar
(iv) | Removal of remaing sludge from floor with the help of industrial vacum cleaner.
(v) | Spraying of non toxic, bio degradable ecofriendly and bacterial agent certified by a govt approved laborary to disinfect the tank from all harmfull pathogens. The dose should be safe as per the UECD guidelines & 23 adopted on 17 th december 2001.
(vi) | Treatment of inside tank by exposing UV radiation to kill further suspended or floating bacteria if any
13.32.1 | Upto 500 ltr. | Ltr. | 0.4
13.32.2 | Above 500 ltr. to 1000 Ltr. | Ltr. | 0.35
13.32.3 | Above 1000 ltr. | Ltr. | 0.3
13.33 | Repair of door, window shutters including cost of material and labour for change of damaged :
(a) | Style / rail of teak wood 30mm thick/ Aluminium Section
(i) | 4"wide | Rmt. | 266
(ii) | 6" wide | Rmt. | 367
(b) | Panel by
(i) | Shuttering Ply - 9mm thick (Commercial) | Sqm. | 598
(ii) | Wire Gauge 14 mesh x 24 gauge | Sqm. | 534
(iii) | Plain Glass Panes 4mm thick | Sqm. | 431
(c) | Aldrop of mild Steel
(i) | 12" long x12mm dia | Each | 147
(ii) | 8" long x 10mm dia | Each | 106
(d) | Stopper of Aluminium with
(i) | Single Rubber Gutka | Each | 33
(ii) | Double Rubber Gutka | Each | 47
(e) | Door Springs of mild Steel | Each | 160
(f) | Steel Hinges
(i) | For Wooden Chowkhat 3" size. | Each | 24
(ii) | For Wooden Chowkhat 4" size | Each | 34
(iii) | For Stone Chowkhat ,4"size | Each | 29
(g) | Mild Steel Tower Bolt 6" long | Each | 39
(h) | Steel Locking Bolt | Each | 53
(i) | Steel Handle 6" size | Each | 24
13.34 | Making of hole in R.C.C. slab/wall/beams and masonary wall (width up to 450 mm) by core cutting machine complete as per direction of EI
13.34.1 | From diameter 100mm to 150mm | Nos | 1107
13.34.2 | Diameter above 150mm | Nos | 1663
24680.05

## BSR_B14
CHAPTER : B-14
DISMANTLING & DEMOLISHING WORK
Note : | All items of demolition & dismantling of building shall be conform to IS 4130 for handling , IS 7969 for storage and IS 3696 for scaffolding
Chapter Code No | Description | Unit | Rate (Rs.)
1 | 2 | 3 | 4
14.1 | Demolishing lime concrete manually/ by mechanical means and disposal of material within 50 metres lead as per direction of Engineer-in-charge. | Cum | 254
14.2 | Demolishing cement concrete manually/ by mechanical means including disposal of material within 50 metres lead as per direction of Engineer-in-charge.
14.2.1 | 1: 3: 6 or richer mix. | Cum | 637
14.2.2 | 1: 4: 8 or leaner mix. | Cum | 393
14.3 | Demolishing R.C.C. work manually/ by mechanical means including stacking of steel bars and disposal of unserviceable material within 50 metres lead as per direction of Engineer-in-charge. | Cum | 930
14.4 | Demolishing R.B. work manually/ by mechanical means including stacking of steel bars and disposal of unserviceable material within 50 metres lead as per direction of Engineer-in-charge. | Cum | 832
14.5 | Extra for cutting reinforcement bars manually/ by mechanical means in R.C.C. or R.B. work (Payment shall be made on the cross sectional area of R.C.C. or R.B. work) as per direction of Engineer-in-charge | Sqm | 317
14.6 | Extra for scrapping, cleaning and straightening reinforcement from R.C.C. or R.B. work | Kg | 2
14.7 | Demolishing brick work manually/ by mechanical means including stacking of serviceable material and disposal of unserviceable material within 50 metres lead as per direction of Engineer-in-charge.
14.7.1 | In mud mortar. | Cum | 185
14.7.2 | In lime mortar. | Cum | 221
14.7.3 | In cement mortar. | Cum | 538
14.8 | Removing mortar from bricks and cleaning bricks including stacking within a lead of 50 meters (stacks of cleaned bricks shall be measured):
14.8.1 | From bricks work in mud mortar. | 1000 Nos. | 1247
14.8.2 | From brick work in lime mortar | 1000 Nos. | 1467
14.8.3 | From brick work in cement mortar. | 1000 Nos. | 1854
14.9 | Demolishing stone rubble masonry manually/ by mechanical means including stacking of serviceable material and disposal of unserviceable material within 50 metres lead as per direction of Engineer-in-charge:
14.9.1 | In lime mortar. | Cum | 303
14.9.2 | In cement mortar. | Cum | 641
14.9.3 | In mud mortar | Cum | 179
14.9.4 | dry masonry | Cum | 153
14.1 | Dismantling dressed stone work ashlar face stone work, marble work or precast concrete work manually/ by mechanical means including stacking of serviceable and disposal of unserviceable material within 50 metres lead as per direction of Engineer in charge :
14.10.1 | In lime mortar. | Cum | 383
14.10.2 | In cement mortar. | Cum | 751
14.11 | Removing mortar from stones and cleaning stones and concrete articles including stacking (net quantity of stacks of cleaned materials will be measured):
14.11.1 | Lime mortar. | Cum | 128
14.11.2 | Cement mortar. | Cum | 185
14.12 | Dismantling doors, windows and clearstory windows steel or wood shutter including chowkhats and holdfasts etc. complete and stacking within 50 meters lead:
14.12.1 | Of area 3 square meter and below. | Each | 105
14.12.2 | Of area exceeding 3 square meter. | Each | 144
14.13 | Taking out doors, windows and clearstory windows shutters (steel or wood) including stacking within 50 meters lead:
14.13.1 | Of area 3 square meter and below. | Each | 42
14.13.2 | Of area exceeding 3 square meter. | Each | 55
14.14 | Dismantling wood work in frames, trusses, purlins and rafters up to 10 meter span and 5m height including, levelling stacking the material within 50m lead:
14.14.1 | Of sectional area 40 Sq.cm and above | Cum | 1368
14.14.2 | Of sectional area below 40 Sq.cm. | Mtr. | 6
14.15 | Extra for dismantling trusses, rafters, purlins etc. of wood work for every additional span of one metre or part thereof beyond 10 metres :
14.15.1 | of sectional area 40 Sq.cm and above | Cum per Meter span | 167
14.15.2 | of sectional area below 40 Sq.cm. | Mtr. .Per meter span | 1
14.16 | Extra for dismantling trusses, rafters, purlins etc. of wood work for every additional height of one metre or part thereof beyond 5 metres :
14.16.1 | of sectional area 40 Sq.cm and above | Cum per Meter span | 238
14.16.2 | of sectional area below 40 Sq.cm. | Mtr. per Meter span | 1
14.17 | Dismantling steel work in single sections including dismembering and stacking within 50 meters lead in:
14.17.1 | R.S. joists. | Kg | 1
14.17.2 | Channels, angles, tees & flats. | Kg | 1
14.18 | Dismantling steel work in built up sections in angles, tees, flats and channels including all gusset plates, bolts, nuts, cutting rivets, welding etc. including dismembering and stacking within 50metres lead. | Kg | 2
14.19 | Dismantling steel work manually/ by mechanical means in built up sections without dismembering and stacking within 50 metres lead as per direction of Engineer-in-charge. | Kg | 1
14.2 | Extra for dismantling trusses, rafters, purlins etc. of steel work for every additional span of one metre or part thereof beyond 10 metres | Kg per Mtr. | 0.5
14.21 | Extra for dismantling trusses, rafters, purlins etc. of steel work for every additional height of one metre or part thereof beyond 5 metres. | Kg per Mtr. | 0.5
14.22 | Extra for making of structural steel work required to be re-erected. | Kg | 2
14.23 | Dismantling tile work in floors and roofs laid in cement mortar including stacking of serviceable material and disposal of unserviceable material within 50 meter lead:
14.23.1 | For thickness of tiles 10mm to 25mm. | Sqm | 20
14.23.2 | For thickness of tiles 25mm to 40mm. | Sqm | 34
14.24 | Dismantling dry brick pitching in floors drains etc. including stacking of serviceable material and disposal of unserviceable material within 50 meters lead. | Cum | 343
14.25 | Dismantling stone slab/ terrazo chip flooring laid in cement mortar including stacking of serviceable material and disposal of unserviceable material within 50 meters lead. | Sqm | 80
14.26 | Dismantling brick tiles covering in terracing including stacking of serviceable material and disposal of unserviceable material within 50 meters lead. | Sqm | 34
14.27 | Demolishing mud phuska/ Lime dhar/ Kharanja in terracing and disposal of unserviceable material within 50 meters lead. | Cum | 285
14.28 | Dismantling roofing including ridges, hips, valleys and rafters etc. and stacking the within 50 meter lead of:
14.28.1 | G.I. Sheet. | Sqm | 48
14.28.2 | Asbestos Sheet. | Sqm | 23
14.29 | Dismantling stone slab roofing over wooden karries and battens (dismantling karries and battens to be paid for separately) including stacking of serviceable material and disposal of unserviceable material within 50 meter lead: | Cum | 700
14.3 | Dismantling Jack arch roofing and floors including stacking of serviceable material and disposal of unserviceable material within 50-meter lead. | Sqm | 65
14.31 | Dismantling tiled roofing with battens boarding etc. complete including stacking of serviceable material and disposal of unserviceable material within 50-meter lead. | Sqm | 54
14.32 | Dismantling thatch roofing including mats bamboos, jafries etc. complete including stacking of serviceable material and disposal of unserviceable material within 50 meter lead | Sqm | 14
14.33 | Dismantling wooden ballies in posts and struts including stacking within 50 meters lead. | Mtr. | 6
14.34 | Dismantling and stacking within 50 meters lead fencing post, struts, including earth work dismantling of concrete etc. in the case of:
14.34.1 | T or Angle Iron posts | Each | 72
14.34.2 | R.C.C. posts. | Each | 80
14.35 | Cutting ballies or wooden posts of fencing at the point of projection above the concrete at ground and stacking the same within 50 meter lead | Each | 7
14.36 | Dismantling barbed wire or chain link fencing including bending making rolls and stacking within 50-meter lead. | Kg | 10
14.37 | Dismantling wooden trellis work excluding frames but including bending, making rolls and stacking within 50 meter lead. | Sqm | 17
14.38 | Dismantling expanded metal or I.R.C. fabric with necessary battens and beading including stacking the serviceable material within 50-meter lead. | Sqm | 21
14.39 | Dismantling wooden boards in lining of walls and partition excluding supporting members but including stacking within 50 meter lead:
14.39.1 | Up to 10mm thick | Sqm | 17
14.39.2 | Thickness above 10mm up to 25mm | Sqm | 25
14.39.3 | Above 25mm thick. | Sqm | 36
14.4 | Dismantling precast concrete or stone slabs in wall partitions etc. including stacking within 50 meter lead:
14.40.1 | Thickness up to 40mm. | Sqm | 77
14.40.2 | Thickness 40mm up to 75mm | Sqm | 117
14.41 | Dismantling CI or asbestos rain water pipe with fitting and clamps including stacking within 50 meter lead:
14.41.1 | Up to 80mm dia pipe. | Mtr. | 19
14.41.2 | 100mm dia pipe. | Mtr. | 19
14.41.3 | 150mm dia pipe. | Mtr. | 20
14.42 | Dismantling tar felt over roofing complete including stacking of serviceable material and disposal of unserviceable material within 50-meter lead. | Sqm | 23
14.43 | Dismantling GI pipes (external work) including excavation and refilling trenches after taking out the pipes and including stacking of pipes within 50 meter lead:
14.43.1 | 15mm to 40mm nominal bore. | Mtr. | 41
14.43.2 | Above 40mm nominal bore. | Mtr. | 47
14.44 | Dismantling CI pipes including excavation and refilling trenches after taking out the pipes, breaking lead caulked joints, melting of lead and making into block, including stacking of pipes lead at site within 50 meter, of dia:
14.44.1 | Up to 150mm dia. | Mtr. | 109
14.44.2 | Above 150mm dia. up to 300mm dia. | Mtr. | 147
14.44.3 | Above 300mm dia. | Mtr. | 197
14.45 | Dismantling steel cylinder, R.C. pipes etc. including excavation and refilling trenches after taking out the pipes, breaking lead caulked joints, melting of lead and making into blocks including stacking of pipes, within a lead of 50 meter, of dia:
14.45.1 | Up to 600mm dia. | Mtr. | 197
14.45.2 | Above 600 mm dia. | Mtr. | 497
14.46 | Dismantling asbestos cement pressure pipes including excavation and refilling trenches after taking out the pipes, and stacking the same within a lead of 50 meter, of dia:
14.46.1 | Up to 150mm. | Mtr. | 86
14.46.2 | Above 150mm. | Mtr. | 105
14.47 | Taking out CI cover with frame from stone slab / RCC slab of inspection chambers of various sizes including dismantling of stone slab / RCC slab roofing and stacking of useful materials near the site and disposal of unserviceable materials within 50-meter lead. | Each | 187
14.48 | Taking out C.I. cover with frame from stone slab / RCC slab of manholes of various sizes including dismantling of stone slab / RCC slab roofing and stacking of useful materials near the site and disposal of unserviceable materials within 50-meter lead. | Each | 110
14.49 | Dismantling of RCC spun vent shaft including excavating the cement concrete pit completely, taking out the shaft, refilling the excavated gap stacking the useful material near the site and disposal of unserviceable materials within 50 meter lead. | Each | 1271
14.5 | Dismantling of gully chamber of various sizes including CI grating with frame including stacking of useful materials near the site and disposal of unserviceable material within 50 meter lead including refilling the gap. | Each | 255
14.51 | Dismantling of flushing cistern of any size including stacking of useful materials near the site and disposal of unserviceable material within 50 meter lead. | Each | 277
14.52 | Dismantling of CI sluice valve including stacking of useful materials within a lead of 50 meter:
14.52.1 | Up to 150mm dia. | Each | 99
14.52.2 | Above 150mm dia. | Each | 353
14.53 | Dismantling of spindle fire hydrant including stacking of useful material within 50 meter lead. | Each | 213
14.54 | Dismantling of cement concrete platform along with curtain walls and base concrete etc. including stacking of useful materials near the site and disposal of unserviceable materials within 50 metres lead :
14.54.1 | Upto 1.44 Sqm | Sqm | 311
14.54.2 | Above 1.44 Sqm to 2.52 Sqm | Sqm | 462
14.54.3 | Above 2.52 Sqm to 3.84 Sqm | Sqm | 693
14.55 | Dismantling old plaster or skirting, raking out joints and cleaning the surface for plaster including disposal of rubbish to the dumping ground within 50 meter lead. | Sqm | 15
14.56 | Dismantling CC jali including cost of making grooves in plaster and making good and including disposal of unserviceable surplus material and stacking of serviceable material with in 50 meters lead as directed by Engineer-in-charge. . | Sqm | 80
14.57 | Removing aluminium/Gypsum partitions, doors, windows, fixed glazing and false ceiling including disposal of unserviceable material and stacking of serviceable material with in 50 meters lead as directed by Engineer-in-charge. | Sqm | 17
14.58 | Making of hole (width up to 150 mm) in R.C.C. slab/wall/beams by power driven drilling machine complete as per direction of EI
14.58.1 | upto 150mm thick | Each | 176
14.58.2 | above 150 mm thick | Each | 270
14.59 | Dismantling manually/ by mechanical means including stacking of serviceable material and disposal of unserviceable material within 50metres lead as per direction of Engineer-in-charge :
14.59.1 | Water bound macadam road (average thickness 250 mm) | Sqm | 69
14.59.2 | bituminous road (average thickness 300 mm) | Sqm | 134
22419

## BSR_B15
CHAPTER : B-15
WATER PROOFING AND EXPANSION JOINT TREATMENT
Chapter Code No | Description | Unit | Rate (Rs.)
1 | 2 | 3 | 4
WATER PROOFING TREATMENT
15.1 | Providing and laying water proofing treatment to vertical and horizontal surfaces of depressed portions of W.C., kitchen and the like consisting of : | Sqm. | 513
(i) | Ist course of applying cement slurry @ 4.4 Kg/sum mixed with water proofing compound conforming to IS 2645 in recommended proportions including rounding off junction of vertical and horizontal surface.
(ii) | IInd course of 20mm cement plaster 1:3 (1 cement: 3 coarse sand) mixed with water. proofing compound in recommended proportion including rounding off junction of vertical and horizontal surface..
(iii) | IIIrd course of applying blown or residual bitumen applied hot at 1.7 Kg per sqm. of area.
(iv) | IVth course of 400 micron thick PVC sheet .(Overlaps at joints of PVC sheet should be 100 mm wide and pasted to each other with bitumen @ 1.7 Kg/sqm.)
15.2 | Providing and Placing in position suitable PVC water stops conforming to IS:12200 for construction/ expansion joints between two RCC members and fixed to the reinforcement with binding wire before pouring concrete etc. complete :
15.2.1 | Serrated with central bulb (225 mm wide, 8-11 mm wide) | Rm | 496
15.2.2 | Dumb bell with central bulb (180 mm wide, 8 mm wide) | Rm | 460
15.2.3 | Kickers (320 mm wide, 5 mm thick) | Rm | 472
15.3 | Providing and laying water proofing treatment in sunken portion of WCs, bathroom etc., by applying cement slurry mixed with water proofing cement compound consisting of applying : | Sqm. | 275
(i) | first layer of slurry of cement @ 0.488 kg/sqm mixed with water proofing cement compound @0.253 kg//sqm .This layer will be allowed to air cure for 4 hours.
(ii) | Second layer of slurry of cement @ 0.242 kg/sqm mixed with water proofing cement compound @ 0.126 kg/sqm This layer will be allowed to air cure for 4 hours followed by water curing for 48 hours. The rates includes preparation of surface treatment & sealing of all joints ,corners, junction with polymer mixed slurry.
15.4 | Providing and laying water proofing treatment on roofs of slabs by applying cement slurry mixed with water proofing cement compound consisting of applying : | Sqm. | 372
(i) | after surface preparation, first layer of slurry of cement @ 0.488 kg/sqm mixed with water proofing cement compound @ 0.253 kg/sqm.
(ii) | laying second layer of Fiber glass cloth when the first layer is still green . Overlaps of joints of fiber cloth should not be less than 10 cm .
(iii) | Third layer of 1.5 mm thickness consisting of slurry of cement @ 1.289 kg/sqm mixed with water proffing cement compound @ 0.670 kg/sqm and coarse sand @ 1.289 kg/sqm. This will be allowed to air cure for 4 hours followed by water curing for 48 hours. The entire treatment will be taken upto 30cm on parapet wall and tucked into groove in parapet all around
(iv) | fourth and final layer of brick tiling ‘with cement mortar or any other approved protective coarse. (which will be paid for separately) For the purpose of measurement the entire treated surface will be measured
15.5 | Providing and laying four courses water proofing treatment with bitumen felt over roofs consisting of first and third courses of blown bitumen 85/25 or 90/15 conforming to IS : 702 applied hot 1.45Kg. per square meter of area for each course, second course of roofing felt type 3 grade –I (Hessian based self finished bitumen felt )and fourth and final course of stone grit 6mm and down size of pea sized gravel spread at 6cubes diameter per square meter including preparation of surface, but excluding grading, complete with Bitumen felt (Hessian base) type 3 grade - I conforming to : 1322. | Sqm. | 354
15.6 | Providing and laying six courses water proofing treatment with bitumen felt over roofs consisting of first, third and fifth course of blown bitumen 85/25 or 90/15 conforming to IS : 702 applied hot @ @ 1.45 ,1.20 and 1.45 Kg per sqm. of area respectively second and fourth courses of roofing felt type 3 grade-I conforming to IS 1322 (Hessian based self finished bitumen felt) conforming to IS 1322 and sixth and final course of stone grit 6mm and down size of pea sized gravel spread at 6 cubic dm. per square metre including preparation of surface but excluding grading complete . | Sqm. | 548
15.7 | Providing and laying six courses water proofing treatment with bitumen felt over roofs consisting of first, third and fifth courses of blown or/and residual bitumen applied hot at 1.45, 1.20 and 1.70 Kg. per Sqm. of area respectively second and fourth courses of roofing felt type 2 grade-I (fiber base self finished bitumen felt) and sixth and final course of stone grit 6mm and down size or pea sized gravel spread at 8cu.dm per sqm including preparation of surface excluding grading complete confirming to IS : 1322 and 1346. | Sqm. | 595
15.8 | Providing and laying six courses water proofing treatment with bitumen felt over roofs consisting of first, third and fifth courses of blown or/and residual bitumen applied hot at 1.45, 1.20 and 1.70Kg. per Sqm of area respectively second and fourth courses of roofing felt type 2 grade 2 (fiber base self finished bitumen felt) and sixth and final course of stone grit 6mm and down size of pea sized gravel spread at 8cu.dm per sqm including preparation of surface excluding grading complete confirming to IS : 1322 and 1346. | Sqm. | 595
15.9 | Supplying and applying bituminous solution primer on roofs or on wall surface at 0.24 litre per sqm. | Sqm. | 23
15.1 | Deduct for omitting in water proofing treatment final course of spreading stone grit 6mm. and down size of pea sized gravel :
15.10.1 | At 6dm3 per Sqm. | Sqm. | 10
15.10.2 | At 8dm3 per Sqm. | Sqm. | 12
15.11 | Providing and laying APP (Atactic Polypropylene Polymer) modified prefabricated five layer 3mm thick water proofing membrane, black finished reinforced with glass fibre matt consisting of a coat of bitumen primer for bitumen membrane @ 0.40 Itr/sq.mt. by the same membrane manufacture of density at 25°C, 0.87-0.89 kg/ltr and viscosity 70-160 cps. Over the primer coat the layer of membrane shall be laid using Butane Torch and sealing all joints etc., and preparing the surface complete. The vital physical and chemical parameters of the membrane shall be as under Joint strength in longitudinal and transverse direction at 23°C as 650/450N/5cm. Tear strength in longitudinal and transverse direction as 300/250N. Softening point of membrane not less than 150°C. Cold flexibility shall be upto -2°C when tested in accordance with ASTM, D-5147. The laying of membrane shall be got done through the authorized applicator of the manufacturer of membrane. 3 mm thick | Sqm. | 413
15.12 | Providing and laying APP (Atactic Polypropylene Polymer) modified prefabricated five layer 3mm thick water proofing membrane, black finished reinforced with non-woven polyester matt consisting of a coat of bitumen primer for bitumen membran @ 0.40 Itr/sq.mt. by the same membrane manufacture of density at 25°C, 0.87-0.89 kg/ltr and viscosity 70-160 cps. Over the primer coat the layer of membrane shall be laid using Butane Torch and sealing all joints etc., and preparing the surface complete. The vital physical and chemical parameters of the membrane shall be as under Joint strength in longitudinal and transverse direction at 23°C as 650/450N/5cm. Tear strength in longitudinal and transverse direction as 300/250N. Softening point of membrane not less than 150°C. Cold flexibility shall be upto -2°C when tested in accordance with ASTM, D-5147. The laying of membrane shall be got done through the authorized applicator of the manufacturer of membrane. 3 mm thick | Sqm. | 474
15.13 | Extra for covering top of membrane with Geotextile, 120gsm non woven, 100% polyester of thickness 1 to 1.25mm bonded to the membrane with intermittent touch by heating the membrane by Butane Torch as per manufactures recommendation. | Sqm. | 56
15.14 | Extra over items of Cement Plaster / Cement Concrete flooring / Plain or RCC work Providing and mixing admixture of synthetic Fiber 6mm / 12mm. @ rate of 125gm. pack per 50 Kg. of Cement or in the ratio of as specified by manufacture specification and direction of Engineer In-charges with all leads and lifts. | P Pack 125 gm | 57
EXPANSION JOINT TREATMENT:
15.15 | Supplying and providing of two components poly sulphide sealant containing solid contents, confirming to standard specification and approved compatible primer, for priming vertical faces prior to application of poly sulphide sealant including all labour charges for sealing of expansion joints after drill mixing of two components sealing compound. Cleaning and preparation of expansion joint using wire brush sand papering with emery paper and filing with suitable mechanical means. The work includes racking and cleaning of joints, sticking, debonding tape on bottom of joint, applying primer on edges, using masking tape on edges, providing of sealant and removal of masking tape immediately after providing sealant in joint.
15.15.1 | To vertical joint between RCC columns, bricks & stone masonry in size 40 mm width and 12 mm depth, including providing back up material (Thermocol foam) if required. | Mtr. | 828
15.15.2 | To joints in flooring, as per drawing with first layer of poly sulphide sealant in size 20 mm width and 10 mm depth over PE Foam and then providing polyethylene foam back up rod 25 mm dia size and finally providing another layer of poly sulphide sealant in size 20 mm width and 10 mm depth over P.E. back up rod as per application procedure and direction of Engineer-in-charge. | Mtr. | 865
15.16 | Providing and fixing in position bitumen impregnated fiberboard confirming to IS: 1838 in expansion joints including the cost of primer sealing compound.
15.16.1 | 12 mm. thick | Sqm. | 605
15.16.2 | 18 mm. thick | Sqm. | 792
15.16.3 | 25 mm. thick | Sqm. | 1034
15.17 | Providing and fixing expansion joint board for building RCC column beams, walls, slab of Polyethylene foam of density 30 to 35 Kg/m3 of Armour Board.
15.17.1 | 20mm Thick | Sqm. | 416
15.17.2 | 25 mm Thick | Sqm. | 493
15.17.3 | 30 mm Thick | Sqm. | 563
15.17.4 | 40 mm Thick | Sqm. | 717
15.17.5 | 50 mm Thick | Sqm. | 837
15.18 | Providing and fixing 150 mm wide sheet covering over expansion joints with iron screws as per design to match the colour / shade of wall treatment.
15.18.1 | Non-asbestos fibre cement board 6 mm thick as per IS:14862. 1 | Rm. | 116
15.18.2 | Aluminum fluted strips 2 mm thick | Rm. | 409
15.18.3 | Acrylic sheet 5 mm thick | Rm. | 110
15.19 | Providing and filling in position bitumen sealing compound grade A (IS 1834 ) in expansion joints. | P.Cm. depth P. Cm. Width for 100mtr. length | 713
15.2 | Providing and filling in position bitumen mix filler of proportion 80 Kg. of hot bitumen, 1 Kg. of cement and 0.25 cubic meter of coarse sand for expansion joints. | Per cm width per cm depth per 100 mtr. length | 223
R.C.C. FRAMES
15.21 | Providing and fixing in cement sand mortar 1 : 3 single/double rebated R..C. Door Window and ventilator frames (Chowkhats) including 1% reinforcement as per design and concrete mix 1 : 2 : 4 cutting etc. complete incl. horns. and hold fasts :
15.21.1 | Size 75 x 50mm | Mtr. | 129
15.21.2 | Size 75 x 75mm | Mtr. | 146
15.21.3 | Size 100 x 75mm | Mtr. | 154
15.21.4 | Size 125 x 75mm | Mtr. | 165
15.22 | Extra for RC frames (Chowkhats) Curved in plan | Mtr. | 10%
15.23 | Extra for RCC frame finishing the exposed face with terrazo (Mosaic) finish. | Mtr. | 20%
CUT STONE DOOR AND WINDOW FRAMES
15.24 | Providing and fixing in cement sand mortar 1 : 4 single paitam (rebated) stone doors windows and ventilator frames of approved quarry :
15.24.1 | Size 75 x 60mm | Mtr. | 190
15.24.2 | Size 75 x 75mm | Mtr. | 202
15.24.3 | Size 100 x 60mm | Mtr. | 232
15.24.4 | Size 100x 75mm | Mtr. | 271
15.24.5 | Size 125 x 100mm | Mtr. | 288
15.25 | Providing and fixing in CM 1 : 4 double paitam (rebated) stone door window and ventilator frames of approved quarry:
15.25.1 | Size 100 x 75mm. | Mtr. | 260
15.25.2 | Size 125 x 100mm | Mtr. | 315
15.26 | Providing & mixing admixture in Cement Concrete flooring/Cement Plaster/Plain or RCC work, Synthetic Polyster Triangular Construction Fiber of length 6mm/12mm/18mm with specific gravity 1.34 to 1.40 and diameter 10-40 microns and melting point>220 degrres centigrade by using 125 gm fiber for 50 kgs cement used as per direction of Engineer-in-charge as per IS Code : 16481-2016 | Kg | 444
15.27 | Providing & mixing admixture in Cement Mass Concrete flooring CC Road, RCC work, Canal Lining and Shotcrete Non Circular with ribbed surface Structural Synthetic Macro Fiber 42-50mm length, specific gravity of > 1.30 and diameter 0.8 - 1.20mm and melting poing > 220 degree centigrade @ 0.75% -100% by cement weight in mix as per direction of Engineer-in-charge. | Kg | 581
15.28 | Nano technology water proofing, thermal insulation protection coating :
15.28.1 | Nano technology water proofing, thermal insulation protection coating 12 layer process for increasing life of building and damage control for roof.-- before coating scaling, cleaning, and preparing surface for treatment. Opening all joint and cracks and filling them with nano technology crack filling hydrophobic chemical with 2/3 coats. then after drying doing a PCC coat on cracks. One coat of nano technology hydrophobic/oiliophobic primer. Nano technology water proofing treatment in3 coats non silicon based applied with fiber mesh sheets in medium. Nano technology thermal insulation coating highly elasticity in nature with 3 coats with 1000 micron width.2top coats of anti stain, anti slippery, natural transparent high shine chemical for better life of the treatment. | Sqm | 1162
15.28.2 | Nano technology water proofing, thermal insulation protection coating 9 layer process for increasing life of building and damage control protection for walls.-- before coating scaling, cleaning, and preparing surface for treatment. Opening all joint and cracks and filling them with nano technology crack filling hydrophobic chemical with 2 coats. then after drying doing a PCC coat on cracks. One coat of nano technology hydrophobic/oiliophobic primer. Nano technology water proofing treatment in 2 coats non silicon based thermal insulation coating highly elasticity in nature with 2 coats with 1000 micron thickness 2 top coats of anti slippery, natural transparent high shine chemical for better life of the treatment. | Sqm | 829
15.28.3 | Nano technology water proofing or anti stain protection coating 5-7 layer process for increasing life of all stone fascia/facades/flooring or stone building and damage control protection, life 7-9 years, warranty 5 years-- before coating washing of stone and degreasing of that area is done 1 coat. (Removing of algae/moss/blackness/stains/rust etc. is extra) then after drying doing 1 coat of Nono technology hydrophobic prime. After this on dry area Nano technology water proofing treatment in 3 coats wet on wet. In case of anti stain treatment 2 top coats of anti stain, anti slippery, natural transparent high shine or matt chemical treatment is done. | Sqm | 893
15.29 | Providing and Applying ACRYLIC emulsion polymer waterproofing chemical coating, on over roof on over roof slabs/terrace/balconies/parapet wall etc.with following method/specification: Paint the surface with regular paint brush so as to obtain approximately 0.3mm thickness coating. apply the 2nd coat next day at right angles to the 1st coat so that total thickness of the coating should be approximately 0.6mm coverage by using above formulation will be 40 ft2/ litre of chemical. painted surface does not require any external water curing since chemical will hold sufficient water for curing.After the primer coat Apply 2 coats of modified acrylic emulsion polymer water proofing compound having solar heat reduction properties coating @ 0.330 KG/SQM on the surface of the interval of 3-4 hours. Undulation on the surface is repair before the waterproofing work. | Sqm | 526
15.3 | Providing & applying one coat of UV resistant polymer cement based waterproofing slurry coating of approved make and quality on concrete or plastered surface as per specifications including preparation of surface by cleaning brushing and dust removing, filling of cracks and making the surface leak proof by mixing one part of chemical with 2 parts of cement and 2 parts of water (covering area 1.86 Sq.M/Kg of chemical) including cost of cement, labour, tools & plant, scaffolding if necessary etc., complete as directed by Engineer in Charge. Note: Undulations/cracks found on the surface should be rectified with Cement Motor before application and the same will be paid under relavent items. | Sqm | 244
15.31 | Providing & applying Three coat of Acrylic Water Proof membrane having sunlight and UV resistant properties over waterproofing slurry coat , initial coat of 50-75 micron thickness with diluting 1 part of chemical with 2 parts of clean water, over which applying 2 coats at 2 Hrs .intervals each with diluting 1 part of chemical with 20% of clean water for total thickness of 400 to 450 microns (covering area 0.9 Sq.M/Kg of chemical including preparation of surface by cleaning, brushing and dust removing, scaffolding if necessary etc., with contractor's labour, tools, machinery etc, complete as directed by Engineer in Charge. | Sqm | 486
15.32 | Providing & applying Three coat of pure Acrylic Water based elastomeric brush applied insulating coating on exterior surface overwaterproofing slurry coat , initial coat of 50-75 micron thickness with diluting 1 part of chemical with 2 parts of clean water, over which applying 2 coats at 2 Hrs, intervals each with diluting 1 part of chemical with 10% of clean water for total thickness of 400 to 450 microns (covering area 0.9 Sq.M/Kg of chemical) including preparation of surface by cleaning, brushing and dust removing, scaffolding if necessary etc., with contractor's labour, tools, machinery etc, complete as directed by Engineer in Charge. | Sqm | 522
15.33 | Providing and fixing 50mm thick extruded polystyrene rigid insulation board of required size between cavity wall, complying with ISO 4898:2008 & ASTM C 578-08b - type VI having thermal conductivity of 0.0289 W/m K as per ASTM C 578 (measured as per IS 3346), compressive strength of >350 kPa listed as per ASTM D 1621, density of 34-36 kg/m3 as per ASTM D 1622, water absorptions =< 1% by volume as per ASTM D 2842, oxygen index of 24.1 to 28.1 listed as per ASTM D 2863, cell size 0.4 mm of dia (max) as per ASTM D 3576. Fire retardent property as per DIN 4102, part 1 of class B2 and as per ASTm E84 class A, fixed with suitable water based adhesive and fastener, complete in all respect as per the diretion of Engineer-in-Charge. | Sqm | 659
15.34 | Providing & fixing 50mm extruded polystyrene (XPS) insulation board density 36kg/m3, under or over RCC roof slab complete as per manufacturing specifications fixed with 1% suitable water based adhesive and fastener, complete in all respect as per the direction of Engineer-in-Charge. | Sqm | 662
15.35 | Supply and Application of Solar IR Heat Reflective Coating System conforming to BIS Std IS 17218:2019 for concrete surface having minor leakage by thorough surface preparation to remove dust, dirt, molds etc. using High Pressure WaterJet / Wire Brush etc, opening of cracks and filling with elastomeric crack filler, then applying one absorption coat of UV resI tan1 elastomeric coating having min. 50% solids (i.e. Thermacool WP 51/or Equivalent), followed by application of "elastomeric clear coating White Cement" waterproofing coat having min. 400% elongation and tensile strength of 2.2 MPa and than top coating with 2 Coats of Solar lR Heat Reflective Coating conforming to BIS Standard IS 17218:2019 (i.e. Therrnacool 0.3C/or Equivalent) of cementitious surfaces, white colour, matt, surface coverage 3.25 sqm/Ltr/2 wat, dft 100- 120microns.The work shall be done as per the directions of Engineer-in-charges.water based pure acrylic, UV resistant, Solar lR Heat Reflective coating with Pull off Adhesion 2.8 Mpa, passes 2000 hrs accelerated durability test, suitable for all types of cementitious surfaces, white colour, matt, surface coverage 3.25 sqm/Ltr/2 wat, dft 100- 120microns.The work shall be done as per the directions of Engineer-in-charges. | Sqm | 580
24386.3

## BSR_B16
CHAPTER : B-16
ALUMINIUM & P.V.C. WORK
Chapter Code No | Description | Unit | Rate (Rs.)
1 | 2 | 3 | 4
16.1 | Providing and fixing aluminum work for doors ,windows, ventilators and partition with extruded built up standard tubular / appropriate Z sections and other sections of approved make conforming to IS :733 and IS :1285, fixed with rawl plugs and screws or with fixing clips ,or with expansion hold fasteners including necessary filling up of gap. at junctions , at top ,bottom and sides with required PVC/neoprene felt etc. Aluminium section shall be smooth ,rust free, straight ,mitered and jointed mechanically wherever required including cleat angle Aluminium snap beading for glazing /paneling , C.P. brass/ stainless steel screws Al. Tower bolt & Al. handle & Al. Aldrop etc.,all complete as per architectural drawings and the directions of Engineer- in – charge .(Glazing and paneling to be paid for separately).
16.1.1 | For fixed portion
16.1.1.1 | Anodised aluminum (anodised transparent 81 dyed to required shade according to IS : 1868. (Minimum anodic coating of grade AC 15, Anodizing to be got done from approved Anodizer) | Kg. | 326
16.1.1.2 | Powder coating aluminum ( minimum thickness of powder coating 50 micron) | Kg. | 351
16.1.1.3 | Polyester Powder coating aluminum ( minimum thickness of powder coating 50 micron) | Kg. | 364
16.1.2 | For shutters builtup standard tubular sections of openable doors ,windows & ventilators including providing & fixing hinges / rollers etc. and making provision for fixing of fittings wherever required (lockes shall be paid for separately).
16.1.2.1 | Anodised aluminum (anodised transparent 81 dyed to required shade according to IS : 1868. (Minimum anodic coating of grade AC 15, Anodizing to be got done from approved Anodizer) | Kg. | 355
16.1.2.2 | Powder coating aluminum ( minimum thickness of powder coating 50 micron) | Kg. | 381
16.1.2.3 | Polyester Powder coating aluminum ( minimum thickness of powder coating 50 micron) | Kg. | 394
16.2 | Extra for shutters of sliding aluminum windows |  | 10%
16.3 | Extra for work done in curved / circular shape. |  | 10%
16.4 | Providing and fixing 12 mm thick prelaminated three layer medium density (exterior grade ) particle board Grade I, Type II conforming to IS : 12823 bonded formaldehyde synthetic resin ,of approved brand and manufacture in paneling fixed in aluminium doors ,windows shutters and partition frames with C.P. brass / stainless steel screws etc. complete as per architectural drawings and direction of engineer-in-charge.
16.4.1 | Pre-laminated particle board with decorative lamination on one side and balancing lamination on other side. | Sqm | 1030
16.4.2 | Prelaminated particle board with decorative lamination on both sides. | Sqm | 1092
16.5 | Providing and fixing glazing in aluminium door, window ,ventilator shutters and partitions etc. with PVS / neoprene gasket etc. complete as per the architectural drawings and the directions of engineer-in-charge.(Cost of aluminium snap beading shall be paid in basic item.)
16.5.1 | With glass panes of 4.0 mm thickness ( weight not less than 10.0 kg/sqm) as per IS : 2835. | Sqm | 791
16.5.2 | With float glass panes of 5.0 mm thickness ( weight not less than 13.50 kg/sqm) | Sqm | 902
16.5.3 | With float glass panes of 8 mm thickness | Sqm | 1235
16.6 | Providing and fixing double action hydraulic floor spring of approved brand and manufacture IS : 6315 marked, for doors including cost of cutting floors as required, embedding in floors and cover plates with brass pivot and single piece M.S.
16.6.1 | With stainless steel cover plate | Each | 1426
16.6.2 | With brass cover plate | Each | 1976
16.7 | Filling the gap upto 5 mm depth and 5 mm width in between aluminium frame & adjacent RCC/ Brick/ Stone work by providing weather silicon sealant over backer rod of approved quality as per architectural drawings and direction of Engineer-in-charge complete. | Rm | 78
16.8 | Providing and fixing 100mm brass locks (best make of approved quality) for aluminium doors including necessary cutting and making good etc. complete. | Each | 328
16.9 | Providing and fixing aluminium U shape handle of size 100mm with SS screws etc. Complete as per direction of Engineer-in-charge
16.9.1 | Anodized (AC 15 ) aluminium | Each | 67
16.9.2 | Powder coated minimum thickness 50 micron aluminium | Each | 73
16.9.3 | Polyester powder coated minimum thickness 50 micron aluminium . | Each | 75
16.1 | Providing and fixing expanded grill made of aluminum as per design and drawing having members section of size 7.5mm x 6.0mm and opening of size 102mm x 99mm to aluminum window/vent with required screws, Y and H aluminium section (as per drawing) at the ends and middle joints respectively complete in all respect as per direction of engineer in charge.
16.10.1 | Anodised aluminum (anodised transparent 81 dyed to required shade according to IS : 1868. (Minimum anodic coating of grade AC 15, Anodizing to be got done from approved Anodizer) | Sqm. | 1775
16.10.2 | Powder coating aluminum ( minimum thickness of powder coating 50 micron) | Sqm. | 1843
16.10.3 | Polyester Powder coating aluminum ( minimum thickness of powder coating 50 micron) | Sqm. | 1977
16.11 | S&f fixed wire gauge of stainless steel of 14 mesh x 24 gauge to the aluminium window by Aluminium beading 20x3mm with suitable screws not exceeding 150mm distance at all heights with all lead and lift with scafolding. | Sqm | 925 | rate increased more than 10%
16.12 | Providing and fixing vertical Blinds, headrail shall be oriented aluminum alloy 50 mm wide x 18 mm high the thickness shall be 1.2 mm. Control unit shall be made of high grade polymer and shall be housed in side the headrail, which shall transfer motion from chain tilter to tilt rod. Chain tilter shall be made of plastic bead of diameter 4.5 mm through which 2 mm thick polyester code passes. Tilt rod shall be extruded aluminum having 3 key ways. Runner shall be moulded plastic and shall have to plastic wheels mounted on plastic axles to enable runner to slide unhindered in headrail. Luver shall be made of fabric 100 mm colour fast and shall have protective scotchgard coating to resist stains and dust. Bottom mechanism consist bottom weight made of powder coated galvanized steel for maximum corrosion resistance. The bottom weight shall be attached with bottom. | Sqm | 1623
16.13 | Providing and fixing Horizontal blinds /Venation blind shall be cold rolled formed U shape 23 mm high x 25 mm wide with flanged edges. It shall be made of heavy gaze 0.56 mm galvanized steel, Slates shall be made of virgin Al. alloy (having 3.5 – 4.5% of Mg. Content of width 25 mm. The slat shall have dust guard paint coating, the chord lock shall be of thick tomized steel and shall be securely attach in the head rail. It shall provide locking arrangement of the cord. Tilt rod shall be made of galvanized steel it shall have a D shaped with an average cross section with diameter of 6 mm to achieve minimum torsional deflection. | Sqm | 1623
16.14 | Providing and fixing Drapery rod shall be made of 20 gauge cold rolled steel strip, which is electrical resistance welded. The section will be available 25.4 mm diameter the section shall be coated with acid resistance polymer finish shall made from ABS material in nearest matching colour of rod. The ring shall be made from ABS material in nearest matching colour to rod. Brackets made of galvanized steel. | Rm | 474
16.15 | Providing and fixing sun control film, thickness of film 1 Mil Visible Light Transmittance 4-24% & Solar Energy Transmittance 42-51% & Total solar Energy rejection 37-43%of approved colour and shade , complete in all respect , at all level , as directed by engineer- in -charge. | Sqm | 639
PVC ITEMS
16.16 | Providing and fixing factory made of uPVC Extruded section having an overall dimension as below (tolerance+/-1mm) with wall thickness 2.0mm+/-0.2mm,corners of the door frame to be mitred and welded of plastic ,galvanized brackets and stain less steel screws.The hinge side vertical of the frames reinforced by galvanized M.S.tube of size 19x19mm and 1mm+/-0.1mm wall thickness and 3 nos.stainless steel hinges fixed to the frame complete as per manufacturers specification and direction of Engineer-in-charge.
16.16.1 | Extruded section profile size 48x40 mm | Rm | 196
16.16.2 | Extruded section profile size 42x50 mm | Rm | 218
16.17 | Providing and fixing to existing door frames 24mm thick factory made PVC door shutters made of stiles and rails of a uPVC hollow section of size 59x24 mm and wall thickness 2mm +/- 0.2 mm with inbuilt edging on both sides.The stiles and rails mitred and joined at the corners by means of M.S.galvanized/plastic brackets of size 75x220mm having wall thickness 1.0mm+/- 0.1mm and stainless steel screws. The stiles of the shutter reinforced by inserting galvanized M.S.tube of size 20x20mm and 1mm +/-0.1mm wall thickness. The lock rail made up of ‘H’ section,a uPVC hollow section of size 100x24mm and 2mm +/- 0.2mm wall thickness fixed to the shutter stiles by means of plastic/ galvanized M.S.’U’ cleats.The shutter frame fitted with a uPVC multi-shambered single panel of size not less than 610mm, having overall thickness of 20mm and 1mm +/- 0.1mm wall thickness. The panels fitted vertically and tie bar at two places by inserting horizontally 6mm galvanized M.S.rod and fastened with nuts and washers, complete as per manufacturer’s specification and direction of Engineer-in-charge (For W.C.and bathroom door shutter). | Sqm | 1761
16.18 | Providing and fixing to existing door frames 30mm thick factory made polyvinyl chloride (PVC) door shutter made of stiles and rails of a uPVC hollow section of size 60x30 mm and wall thickness 2mm +/- 0.2mm with inbuilt decorative moulding edging on one side. The stiles and rails mitred and joined and the corners by means of M.S.galvanized/plastic brackets of size 75x220 mm having wall thickness 1.0mmand stainless steel screws. The stiles of the shutter reinforced by inserting galvanized M.S.tube of size 25x20 mm and 1mm +/- 0.1mm wall thickness. The lock rail made up of ‘H’ section, a uPVC hollow section of size 100x30 mm and 2mm +/- 0.2mm wall thickness fixed to the shutter stiles by means of plastic/galvanized M.S.tube ‘U’ cleats. The shutter frame filled with a uPVC multi-chambered single panel of size not less than 610mm,having overall thickness of 20mm and 1mm+/- 0.1mm wall thickness. The panels filled vertically and tie bar at two places by inserting horizontally 6mm galvanized M.S.rod and fastened with nuts and washers.complete as per manufacturer’s specification and direction of Engineer-in-charge.(For W.C.and bathroom door shutter) | Sqm | 1829
16.19 | Providing and fixing factory made P.V.C. door frame of size 50x47mm with a wall thickness of 5mm, made out of extruded 5mm rigid PVC foam sheet mitred at corners and joined with 2 Nos. of 150mm long brackets of 15x15mm M.S. square tube, the vertical door profiles to be reinforced with 19x19mm M.S. square tube of 19 gauge, EPDM rubber gasket weather seal to be provided through out the frame. The door frame to be fixed to the wall using M.S. screws of 65/100mm size complete as per manufacturers specification and direction of Engineer-in-Charge. | Rm | 277
16.2 | Providing and fixing to existing door frames.
16.20.1 | 30mm thick factory made solid panel PVC door shutter consisting of frame made out of M.S. tubes of 19 gauge thickness and size of 19mm x 19mm for stiles and 15 mm x15mm , top & bottom rails. M.S .frame shall have a coat of steel primers of approved make and manufacture M.S. frame covered with 5mm thick heat moulded PVC ‘C channel of size 30mm thickness, 70mm width out of which 50mm shall be flat and 20mm shall be tapered in 45 degree angle on either side forming stiles; and 5mm thick, 95mm wide PVC sheet out of which 75 mm shall be flat and 20mm shall be tapered in 45 degree on the inner side to form top and bottom rail and 115mm wide PVC sheet out of which 75 mm shall be flat and 20mm shall be tapered on both sides to form lock rail. Top bottom and lock rails shall be provided either side of the panel. 10mm (5mm x 2) thick, 20mm wide cross PVC sheet shall be provided as gap insert for top rail & bottom rail. Panelling of 5mm thick PVC sheet to be fitted in the M.S. frame welded/ sealed to the stiles & rails with 7mm (5mm +2mm) thick x 15mm wide PVC sheet bending on inner side, and joined together with solvent cement adhesive. An additional 5mm thick PVC strip of 20mm width is to be stuck on the interior side of the ‘C Channel using PVC solvent adhesive etc. complete as per direction of Engineer-in-charge, manufacture’s specification & drawing.(For W.C.and bathroom door shutter). | Sqm | 3211
16.20.2 | 30mm thick factory made solid both side Pre laminated panel PVC door shutter consisting of frame made out of M.S. tubes of 19 gauge thickness and size of 19mm x 19mm for stiles and 15x15mm top & bottom rails. M.S .frame shall have a coat of steel primers of approved make and manufacture M.S. frame covered with 5mm thick heat moulded PVC ‘C channel of size 30mm thickness, 70mm width out of which 50mm shall be flat and 20mm shall be tapered in 45 degree angle on either side forming stiles; and 5mm thick, 95mm wide PVC sheet out of which 75mm shall be flat and 20mm shall be tapered on the inner side to form top and bottom rail and 115mm wide PVC sheet out of which 75 mm shall be flat and 20mm shall be tapered on both sides to form lock rail. Top bottom and lock rails shall be provided either side of the panel. 10mm (5mm x 2) thick, 20mm wide cross PVC sheet shall be provided as gap insert for top rail & bottom rail. Panelling of 5mm thick PVC sheet to be fitted in the M.S. frame welded/ sealed to the stiles & rails with 7mm (5mm +2mm) thick x 15mm wide PVC sheet bending on inner side, and joined together with solvent cement adhesive. An additional 5mm thick PVC strip of 20mm width is to be stuck on the interior side of the ‘C Channel using PVC solvent adhesive etc. complete as per direction of Engineer-in-charge, manufacture’s specification & drawing.(For W.C.and bathroom door shutter). | Sqm | 3347
16.21 | Providing and fixing of false ceiling with grid of M.S.tube section of size 19mm X 19mm and with a wall thickness of 1mm+/- 0.2mm.The side pipe and the intermediate pipes is fixed to the roof from the top with the help of ceiling angles/wire grid shall be covered by the uPVC profile section of size 6mm X 250mm with wall thickness of 0.80mm +/- 0.2mm,with the help of self tapping screw of 6mm X 13mm, 6mm X 19mm.Necessary cutouts for electric connections, lighting, air conditioning etc, shall be provided at required place. The perimeter edge shall be covered by extruded PVC corner beading section of size 9mm X 28mm or 25mm X30mm with a wall thickness of 1mm+/-0.2mm fixed by applying cynoacrylic adhesive complete as per manufacturer’s specification and direction of Engineer-in-charge. | Sqm | 996
16.22 | Providing and fixing of wall paneling on grid made out of PVC profile section of size 21x17mm with a wall thickness of 1.5mm+/-0.2mm,fixed on the existing wall with wood screw of size 50mm X 8mm with rowel plug at a spacing of 900mm center.uPVC profile section of size 150mm X 10mm with a wall thickness of 1.0mm+/-0.2mm to be fixed on the grid by self tapping screw of size 19mm X 6mm.Necessary cutouts for electrical connection to be provided at required places. The edge and periphery, finally to be covered by extruded PVC beading section of size 28mm X 12mm with a wall thickness of 1.0mm+/-0.2mm complete as per manufacture’s specification and direction of Engineer-in-charge. | Sqm | 1394
16.23 | Supply of “ Computer Table” of Modular nature having all the necessary arrangement for keyboard, CPU, UPS, Printer and wire manager Table Top : The table top of size 900 x 600mm(WxD) would be made out of post formed on 25 mm thick particle board with 0.7mm thick Carvica sheet in half round post formed finish on the front and rear side, matching color compensating laminate fixed on the bottom side. Other two sides are edge banded and duly sealed with 1.5 mm thick PVC edge banding of matching color with high pressure through feed machine. Keyboard Below the table top the keyboard pull out tray having sliding arrangement fixed on side supporting legs with 450mm G.I. telescopic channel. Keyboard of size 750 x 450 made out of 18 mm thick Particle board laminate with 0.7mm thick laminate sheet having all four sides Flat edge banded and duly sealed with 1.5 mm thick PVC edge banding of matching color with high pressure through feed machine. Side Support :Two supporting side leg of size 600 x 750mm(WxH) made out of post formed on 18 mm thick particle board with 0.7mm thick Carvica sheet in half round post formed finish on two sides and other two sides are edge banded and sealed with 1.5mm thick PVC edge banding of matching color with high pressure through feed machine.Modesty Panel : Made out of 18 mm thick Particle board laminate with 0.7mm thick laminate sheet of size 900 x 750mm(WxH) having all four sides Flat edge banded and duly sealed with 1.5 mm thick PVC edge banding of matching color with high pressure through feed machine. | Each | 7392
CPU, UPS & Printer Places Table having the provision for CPU of size 300 x 600 x 600mm(WxDxH) below the table top on the right side of table adjoining to this on left side below the table the provision for UPS of size 450 x 600 x 250mm (WxDxH) and above this the provision for the Printer and stationary having overall dimension of 450 x 600 x 300mm(WxDxH). All this is made out of 18 mm thick Particle board laminate with 0.7mm thick laminate sheet having all four sides flat edge banded and duly sealed with 1.5 mm thick PVC edge banding of matching color with high pressure through feed machine. All the parts of the table are duly fixed with mini fix dowel system with each other having matching drilled holes to be made on CNC multi hole boring machine for proper matching and alignment of the different part of the table, 4nos. of Self Adjusting level screw of size 45 x 6mm are provide at the bottom of the both legs for the proper leveling of the table.
16.24 | Supply and fixing of Modular work Station with Partition 32mm thick Aluminum top 25 mm thick particale board with post forming three drawer pedestal unit one KBT or one CPU trolley. Size 4800 x 1500 x 1200mm single seat in combination | Each | 15545
16.25 | Supply and fixing of Modular work Station with Partition 32mm thick Aluminum top 25 mm thick particle board with four side edage banding one drawer and one open able shutter pedestal unit one KBT or one CPU trolley. Size 6000 x 3000 x 1200mm single seat in combination | Each | 24651
16.26 | Supply and fixing of Modular work Station with Partition 32mm thick Aluminum top 25 mm thick MDF board with Membrane three drawer pedestal unit one KBT or one CPU trolley. Size 4600 x 2100 x 1200mm single seat in combination | Each | 24581
16.27 | Supply and fixing of Modular work Station with Partition 32mm thick Aluminum top 25 mm thick particle board with post formed three drawer pedestal unit one KBT or one CPU trolley. Size 4500 x 2400 x 1200mm single seat in combination (Rate of this item is effective from 01.12.2016) | Each | 22460
16.28 | Supply and fixing of Modular work Station with Partition 32mm thick Aluminum top 25 mm thick MDF board with Membrane three drawer pedestal unit one KBT or one CPU trolley. Size 6600 x 3000 x 1200mm single seat in combination | Each | 29930
16.29 | Supply and fixing of Modular work Station with Partition 32mm thick Aluminum top 25 mm thickparticle board with post formed one drawer or one open able shutter pedestal unit one KBT or one CPU trolley. Size 4500 x 3000 x 1200mm single seat in combination | Each | 23377
16.3 | Supply and fixing of Modular work Station with Partition 32mm thick Aluminum top 25 mm thick particle board with post formed three drawer pedestal unit one KBT or one CPU trolley. Size 3600 x 2400 x 1200mm single seat in combination | Each | 17350
16.31 | Supply and fixing of Modular work Station with Partition 32mm thick Aluminum top 25 mm thick particle board with four side edage banding 1200mm height storage unit with two drawer one KBT or one CPU trolley. Size 1500 x 3000 x 1650mm single seat in combination | Each | 50149
16.32 | Supply and fixing of Modular work Station with Partition 32mm thick Aluminum top 25 mm thick particale board with post formed three drawer one KBT or one CPU trolley. Size 2100 x 2100 x 1200mm single seat in combination | Each | 8737
16.33 | Supply and fixing of Modular work Station with Partition 32mm thick Aluminum top 25 mm thick particle board with post formed legs 18mm particle board with four side edge banding one KBT or one CPU trolley. Size 2100 x 2100 x 1200mm single seat in combination | Each | 14278
16.34 | Supply and fixing of Modular work Station with Partition 60mm thick Aluminum top 25 mm thick particle board with post formed legs 18mm particle board with four side edge banding with three drawer one KBT or one CPU trolley Two 1200mm height storage unit. Size 6000 x 3000 x 1200mm single seat in combination | Each | 157190
16.35 | Supply and fixing of Modular work Station with Partition 22mm thick Aluminum top 25 mm thick particle board with post formed one drawer or one open able shutter one KBT or one CPU trolley Two 1200mm height storage unit. Size 3000 x 2700 x 1200mm single seat in combination | Each | 18165
16.36 | Supply and fixing of Modular work Station with Partition 22mm thick Aluminum top 25mm thick particle board with post formed one drawer or one open able shutter one KBT or one CPU trolley Two 1200mm height storage unit. Size 2400 x 1200 x 1200mm single seat in combination | Each | 14909
16.37 | Supply and fixing of Modular work Station with Partition 60mm thick Aluminum top 25mm thick particle board with post formed one drawer or one open able shutter one KBT or one CPU trolley Two 1200mm height storage unit. Size 1200 x 1200 x 1200mm single seat in combination | Each | 17562
16.38 | Supply and fixing of Modular work Station with Partition 22mm thick Aluminum top 25mm thick particle board with post formed one drawer or one open able shutter one KBT or one CPU trolley Two 1200mm height storage unit. Size 2400 x 600 x 1200mm single seat in combination | Each | 17895
16.39 | Supply and fixing of Modular work Station with Partition 60mm thick Aluminum top 25mm thick particle board with post formed one drawer or one open able shutter one KBT or one CPU trolley Two 1200mm height storage unit. Size 1800 x 1800 x 1950mm single seat in combination | Each | 62668
16.4 | Providing and fixing Structural glazing work with toughened glass of 6mm thick and reflective colour as approved in dark shade like Blue/Dark Blue etc. with frame work of curtain section 65x60mm (Weight 1.64 kg/m min.) made of aluminium with chrome plating. Internal frame work will also be of curtain section 65x60mm of chrome plated aluminium section with20x20mm aluminium tube section and structural spacer made of rubber. The aluminium frame work size as per instruction of Engineer-in-charge and including openable panels with all necesary sections and fitting.The work include silicon structural adhesive for complete gripping of glass with framing members and silicon weather seal sealant to prevent moisture/water through joints. Glass will be fixed in plumb and with uniform spacing of 10-12mm wide duly filled with silicon weather seal sealant. The work includes all labour,scaffolding , structural aluminium work, toughened glasses,silicon weather seal sealant, silicon structural adhesive structural spacer, all accessories like handles, peg stays, M-15 grade cement concrete for fixing holdfast .(Face area of glass shall be measured) | Sqm | 5381
16.41 | Supply and fixing of polycrete wall fencing of existing wall, fencing of 0.9 mtr. Height above the existing wall, main member PVC profile section of size 125mmx125mmx900mm (c/c 1.67 mtr. length) with a wall thickness of 2.00mm+0.20mm and Horizontal panel PVC profile section of size 305mmx20mm (3 nos. 1.6 mtr. length) with wall thickness 1.00mm + 0.1mm and side edge covered with PVC C-Section of size 24mm x18mm with a wall thickness of 2.00mm+0.20mm Horizontal panel reinforced with G.I. section (C-Type) with a wall thickness of 1.20+0.10mm and horizontal panel having side in main member groove (vertical pillar 125x125mm) all complete as per design specification and as direction by Engineer in charge. | Sqm | 2570
16.42 | Providing and fixing of uPVC casement fixed windows or ventilators manufactured in ISO 9001:2000 & 14001:2004 certified company. Frame : Made from the Extruded uPVC Window Profile Section of size 60 x 60mm having outer wall thickness of 2.25mm (+/- 0.2mm) and 3 box multi-chamber construction, White in finish, duly reinforced with 1.2mm thick G/J/U/O TYPE GI section. All the four corners shall be mitered cut & thermal welded so as to form window frame. Frame shall be milled with drain and air equalizer hole in order to be water tight and for drainage of accumulated water, if any, to outer side. Fix Mullion made of 76 x 60mm uPVC Profile Section with steel reinforcement shall be provided in windows as per the requirement. Frame shall have ‘O’ type EPDM gasket fitted in in-built groove of frame profile for proper air & sound insulation of the shutter. Glazing bead of size 34 x 20mm with ‘K’ & ‘O’ type inner and outer EPDM weather seal gaskets alongwith 5mm thick ISI make plain float glass.All welding joints of frame and shutter shall be cleaned and milled with the CNC mechanism to provide uniform grooved finish on all visible joints. Hardware : Installation at Site : Complete window is to be installed on site with 10 x 100mm fastners with white cap in existing pre-finished wall cut-out cemented to glass level plane at all height & width and silicon glue is applied to fill up the crevices between wall and window frame. Complete in all respect as per the drawing and specifications and direction of engineer-in-charge. | Sqm | 5128
16.43 | Providing and fixing expanded grill made of aluminum as per design and drawing having members section of size 7.5mm x 6.0mm and opening of size 75mmx72mm to aluminum window/vent with required screws, Y and H aluminium sec (as per drawing) at the ends and middle joints respectively complete in all respect as per direction of engineer in charge.
16.43.1 | Anodised aluminum (anodised transparent 81 dyed to required shade according to IS : 1868. (Minimum anodic coating of grade AC 15, Anodizing to be got done from approved Anodizer) Anodised aluminum (anodised transparent 81 dyed to required shade according to IS : 1868. (Minimum anodic coating of grade AC 15, Anodizing to be got done from approved Anodizer) | Sqm | 1843
16.43.2 | Powder coating aluminum ( minimum thickness of powder coating 50 micron) | Sqm | 1910
16.43.3 | Polyester Powder coating aluminum ( minimum thickness of powder coating 50 micron) | Sqm | 2044
16.44 | Providing and fixing expanded grill made of aluminum as per design and drawing having members section of size 7.5mm x 6.0mm and opening of size 50mmx48mm to aluminum window/vent with required screws, Y and H aluminium section (as per drawing) at the ends and middle joints respectively complete in all respect as per direction of engineer in charge.
16.44.1 | Anodised aluminum (anodised transparent 81 dyed to required shade according to IS : 1868. (Minimum anodic coating of grade AC 15, Anodizing to be got done from approved Anodizer) | Sqm | 1910
16.44.2 | Powder coating aluminum ( minimum thickness of powder coating 50 micron) | Sqm | 1977
16.44.3 | Polyester Powder coating aluminum ( minimum thickness of powder coating 50 micron) | Sqm | 2111
16.45 | Providing and fixing of uPVC Sliding windows: Frame Made from the Extruded uPVC Window Profile Section of size 106w x 50h mm having outer wall thickness of 2.5mm (+/- 0.2mm) and 3 box multi-chamber construction, White in finish, duly reinforced with 1.2 mm thick GI section. Frame shall have three track configuration, two for sliding of window shutter and one for mosquito mesh shutter. Vertical member of frame which bears the sliding shutter load shall have aluminium rail/track for smooth sliding of shutter rollers. All the four corners shall be mitered cut & thermal welded so as to form window frame. Frame shall be milled with drain and air equalizer hole in order to be water tight and for drainage of accumulated water, if any, to outer side. Shutter : The shutter of sliding window shall be made of 39w x 69h mm Extruded 3 box multi- chamber uPVC Window Profile Section of white colour having outer wall thickness of 2.5mm (+/- 0.2mm) provided with reinforcement of 1.5mm thick GI section duly mitered cut & thermal welded at all corners and fitted with uPVC glazing bead of size 22 x 20 mm with inner and outer co-extruded EPDM/TPE-E weather seal gaskets alongwith 6mm thick ISI make plain float glass. Mesh shutter shall be made of 39w x 69h mm Extruded 3 box multi-chamber UPVC Window profile section of white colour having outer wall thickness of 2.5mm (+/- 0.2mm) provided with reinforcement of 1.5 mm thick GI section duly mitered cut & thermal welded at all corners and fitted with nylon/polymer mesh and rollers/pully. | Sqm | 8443
16.46 | Providing and fixing of uPVC Sliding windows: Frame Made from the Extruded uPVC Window Profile Section of size 106w x 50h mm having outer wall thickness of 2.5mm (+/- 0.2mm) and 3 box multi-chamber construction, Laminated (colour) finish, duly reinforced with 1.2 mm thick GI section. Frame shall have three track configuration, two for sliding of window shutter and one for mosquito mesh shutter. Vertical member of frame which bears the sliding shutter load shall have aluminium rail/track for smooth sliding of shutter rollers. All the four corners shall be mitered cut & thermal welded so as to form window frame. Frame shall be milled with drain and air equalizer hole in order to be water tight and for drainage of accumulated water, if any, to outer side. Shutter : The shutter of sliding window shall be made of 39w x 69h mm Extruded 3 box multi- chamber uPVC Window Profile Section of laminated ( colour) having outer wall thickness of 2.5mm (+/- 0.2mm) provided with reinforcement of 1.5mm thick GI section duly mitered cut & thermal welded at all corners and fitted with uPVC glazing bead of size 22 x 20 mm with inner and outer co-extruded EPDM/TPE-E weather seal gaskets alongwith 6mm thick ISI make plain float glass. Mesh shutter shall be made of 39w x 69h mm Extruded 3 box multi-chamber UPVC Window profile section of laminated ( colour) having outer wall thickness of 2.5mm (+/- 0.2mm) provided with reinforcement of 1.5 mm thick GI section duly mitered cut & thermal welded at all corners and fitted with nylon/polymer mesh and rollers/pully. | Sqm | 11570
16.47 | Providing and fixing of uPVC Sliding windows: Frame Made from the Extruded uPVC Window Profile Section of size 106w x 50h mm having outer wall thickness of 2.5mm (+/- 0.2mm) and 3 box multi-chamber construction, White in finish, duly reinforced with 1.2 mm thick GI section. Frame shall have three track configuration, Vertical member of frame which bears the sliding shutter load shall have aluminium rail/track for smooth sliding of shutter rollers. All the four corners shall be mitered cut & thermal welded so as to form window frame. Frame shall be milled with drain and air equalizer hole in order to be water tight and for drainage of accumulated water, if any, to outer side. Shutter : The shutter of sliding window shall be made of 39w x 69h mm Extruded 3 box multi- chamber uPVC Window Profile Section of white colour having outer wall thickness of 2.5mm (+/- 0.2mm) provided with reinforcement of 1.5mm thick GI section duly mitered cut & thermal welded at all corners and fitted with uPVC glazing bead of size 22 x 20 mm with inner and outer co-extruded EPDM/TPE-E weather seal gaskets alongwith 6mm thick ISI make plain float glass. | Sqm | 6343
16.48 | Providing and fixing of uPVC Sliding windows: Frame Made from the Extruded uPVC Window Profile Section of size 106w x 50h mm having outer wall thickness of 2.5mm (+/- 0.2mm) and 3 box multi-chamber construction, Laminated (colour) finish, duly reinforced with 1.2 mm thick GI section. Frame shall have three track configuration, Vertical member of frame which bears the sliding shutter load shall have aluminium rail/track for smooth sliding of shutter rollers. All the four corners shall be mitered cut & thermal welded so as to form window frame. Frame shall be milled with drain and air equalizer hole in order to be water tight and for drainage of accumulated water, if any, to outer side. Shutter : The shutter of sliding window shall be made of 39w x 69h mm Extruded 3 box multi- chamber uPVC Window Profile Section of laminated (colour) having outer wall thickness of 2.5mm (+/- 0.2mm) provided with reinforcement of 1.5mm thick GI section duly mitered cut & thermal welded at all corners and fitted with uPVC glazing bead of size 22 x 20 mm with inner and outer co-extruded EPDM/TPE-E weather seal gaskets alongwith 6mm thick ISI make plain float glass. | Sqm | 9039
16.49 | Providing and fixing of UPVC casement openable windows (outward / inward): Outer Frame made from the Extruded UPVC Windows profile section of size 60w X 60h mm having outer wall thickness of 2.5mm (+/- 0.2mm) and three chamber constuction, White in finish, duly reinforced with 1.5mm thick GI section. All the four corners shall be mitered cut & thermal welded so as to form window frame. Frame shall be milled with drain and air equalizer hole in order to be water tight and for drainage of accumulated water, if any, to outer side. Fix Mullion made of 60w X 80h mm UPVC profile section with steel reinforcement shall be provided in windows having 2 or more openable shutters, as per the requirement. Frame shall have co-extruded with EPDM/TPE-E gasket fitted in in-built groove of frame profile for proper air & sound insulation of the shutter. Shutter: | Sqm | 9118
The shutter of outward openable window shall be made of size 60w X 74h mm and shutter of inward openable window shall be made of size 60w x 77h mm Extruded 3 box multi-chamber UPVC Window profile section of white colour having outer wall thickness of 2.25mm (+/- 0.2mm) provided with reinforcement of 1.5mm thick GI section duly mitered cut & thermal welded at all corners and fitted with UPVC glazing bead of size 36 X 20mm with inner and outer co-extruded EPDM/TPE-E weather seal gasket alongwith 6mm thick ISI make plain float glass. All welding joints of frame and shutter shall be cleaned and milled with the CNC mechainism to provide uniform grooved finish on all visible jaints. Hardware: Window shutter are fixed with frame on 2.5mm thick SS301 Grade friction hinge system to keep the window opened at desired angle. Friction Hinge also enables easy cleaning of glass on both side from the inside of building.
16.5 | Providing and fixing of UPVC casement openable windows (outward / inward): Outer Frame made from the Extruded UPVC Windows profile section of size 60w X 60h mm having outer wall thickness of 2.5mm (+/- 0.2mm) and three chamber constuction in Laminated (colour) finish, duly reinforced with 1.5mm thick GI section. All the four corners shall be mitered cut & thermal welded so as to form window frame. Frame shall be milled with drain and air equalizer hole in order to be water tight and for drainage of accumulated water, if any, to outer side. Fix Mullion made of 60w X 80h mm UPVC profile section with steel reinforcement shall be provided in windows having 2 or more openable shutters, as per the requirement. Frame shall have co-extruded with EPDM/TPE-E gasket fitted in in-built groove of frame profile for proper air & sound insulation of the shutter. | Sqm | 13474
Shutter: The shutter of outward openable window shall be made of size 60w X 74h mm and shutter of inward openable window shall be made of size 60w x 77h mm Extruded 3 box multi-chamber UPVC Window profile section of laminated( colour) having outer wall thickness of 2.25mm (+/- 0.2mm) provided with reinforcement of 1.5mm thick GI section duly mitered cut & thermal welded at all corners and fitted with UPVC glazing bead of size 36 X 20mm with inner and outer co-extruded EPDM/TPE-E weather seal gasket alongwith 6mm thick ISI make plain float glass. All welding joints of frame and shutter shall be cleaned and milled with the CNC mechainism to provide uniform grooved finish on all visible joints. Hardware: Window shutter are fixed with frame on 2.5mm thick SS301 Grade friction hinge system to keep the window opened at desired angle. Friction Hinge also enables easy cleaning of glass on both side from the inside of building.
16.51 | Providing and fixing of UPVC casement fully (french) open-able windows (outward / inward) : Frame made from the Extruded UPVC Windows profile section of size 60w X 60h mm having outer wall thickness of 2.5 mm (+/- 0.2mm) and 3 box multi-chamber constuction, White in finish, duly reinforced with 1.5 mm thick G/J/U/O TYPE GI section. All the four corners shall be mitered cut & thermal welded so as to form window frame. Frame shall be milled with drain and air equalizer hole in order to be water tight and for drainage of accumulated water, if any, to outer side. Fix Mullion made of 60w X 80h mm UPVC profile section with steel reinforcement shall be provided for the fix portion of the window and for the window area having 2 or more openable shutters / fix part as per the requirement. Frame shall have co-extruded EPDM/TPE-E gasket fitted in in-built groove of frame profile for proper air & sound insulation of the shutter. | Sqm | 11027
Shutter: The shutter of outward openable window shall be made of size 60w X 74h mm and shutter of inward openable window shall be made of size 60w X 77h mm Extruded 3 box multi-chamber UPVC Window profile section of white colour having outer wall thickness of 2.5 mm (+/- 0.2mm) provided with reinforcement of 1.5 mm thick GI section duly mitered cut & thermal welded at all corners. shutter as well as fix part of the window shall be fitted with UPVC glazing bead of size 36 X 20 mm with inner and outer co-extruded EPDM/TPE-E Gasket.
16.52 | Providing and fixing of UPVC casement fully (french)open-able windows Laminated Profile ( Colour ) (outward / inward) : Frame made from the Extruded UPVC Windows profile section of size 60w X 60h mm having outer wall thickness of 2.5 mm (+/- 0.2mm) and 3 box multi-chamber constuction, Laminated(colour) finish, duly reinforced with 1.5 mm thick GI section. All the four corners shall be mitered cut & thermal welded so as to form window frame. Frame shall be milled with drain and air equalizer hole in order to be water tight and for drainage of accumulated water, if any, to outer side. Fix Mullion made of 60w X 80h mm UPVC profile section with steel reinforcement shall be provided for the fix portion of the window and for the window area having 2 or more openable shutters / fix part as per the requirement. Frame shall have co-extruded EPDM/TPE-E gasket fitted in in-built groove of frame profile for proper air & sound insulation of the shutter. Shutter: The shutter of outward openable window shall be made of size 60w X 74h mm and shutter of inward openable window shall be made of size 60w X 77h mm Extruded 3 box multi-chamber UPVC Window profile section of laminated (colour) having outer wall thickness of 2.5 mm (+/- 0.2mm) provided with reinforcement of 1.5 mm thick GI section duly mitered cut & thermal welded at all corners. shutter as well as fix part of the window shall be fitted with UPVC glazing bead of size 36 X 20 mm with inner and outer co-extruded EPDM/TPE-E Gasket. | Sqm | 14272
16.53 | Providing and fixing of openable uPVC Doors with or without fix top: Frame Made of Extruded uPVC Window Profile Section of size 60w x 70h mm having outer wall thickness of 2.75mm (+/- 0.2mm) and 3 box multi-chamber construction, White in finish, duly reinforced with 1.2mm thick GI section. All the corners shall be mitered cut & thermal welded so as to form door frame. Fix Mullion made of 60w x 80h mm uPVC Profile Section with steel reinforcement shall be provided for the top fix portion of the doors or in case of the doors having more than two openable shutters, as per the requirement / drawing. Frame of openable door shall have „O‟ type EPDM gasket fitted in in-built groove of frame profile for proper air & sound insulation of the shutter. Shutter : The shutters of openable door shall be made of 60w x 95h mm Extruded 3 box multi-chamber uPVC Window Profile Section of white colour having outer wall thickness of 2.75mm (+/- 0.2mm) provided with reinforcement of 2.0 mm thick GI section duly mitered cut & thermal welded at all corners, provided with center mullion (if specified in drawing) of size 60w x 80h mm uPVC Profile Section and fitted with uPVC glazing bead of size 36 x 20mm with inner and outer co-extruded EPDM/TPE-E weather seal gaskets alongwith 6mm thick ISI make plain float glass. | Sqm | 9930
All welding joints of frame and shutter shall be cleaned and milled with the CNC mechanism to provide uniform grooved finish on all visible joints. Hardware: Each openable door shutters is to be fixed with three load beading butt hinges and locking of doors is to be provided with multi-point transmission gear (ESPAG) with white finish powder- coated lockable handle. Installation at site: Complete door is to be installed on site with 10 X 100mm fastners with white cap in existing pre-finished wall cut-out cemented to glass level plane at all height & width and silicon glue is applied to fill up the crevices between wall and door frame. Complete in all respect as per the drawing and specification and direction of engineer-in-charge.
16.54 | Providing and fixing of openable uPVC Doors with or without fix top: Frame Made of Extruded uPVC Window Profile Section of size 60w x 70h mm having outer wall thickness of 2.75mm (+/- 0.2mm) and 3 box multi-chamber construction, Laminated (colour) finish, duly reinforced with 1.2mm thick GI section. All the corners shall be mitered cut & thermal welded so as to form door frame. Fix Mullion made of 60w x 80h mm uPVC Profile Section with steel reinforcement shall be provided for the top fix portion of the doors or in case of the doors having more than two openable shutters, as per the requirement / drawing. Frame of openable door shall have co-extruded EPDM/TPE-E gasket fitted in in-built groove of frame profile for proper air & sound insulation of the shutter. Shutter : The shutters of openable door shall be made of 60w x 95h mm Extruded 3 box multi-chamber uPVC Window Profile Section of laminated( colour) having outer wall thickness of 2.75mm (+/- 0.2mm) provided with reinforcement of 2.0 mm thick GI section duly mitered cut & thermal welded at all corners, provided with center mullion (if specified in drawing) of size 60w x 80h mm uPVC Profile Section and fitted with uPVC glazing bead of size 36 x 20mm with inner and outer co-extruded EPDM/TPE-E weather seal gaskets alongwith 6mm thick ISI make plain float glass. | Sqm | 13558
All welding joints of frame and shutter shall be cleaned and milled with the CNC mechanism to provide uniform grooved finish on all visible joints. Hardware: Each openable door shutters is to be fixed with three load beading butt hinges and locking of doors is to be provided with multi-point transmission gear (ESPAG) with white finish powder- coated lockable handle. Installation at site: Complete door is to be installed on site with 10 X 100mm fastners with white cap in existing pre-finished wall cut-out cemented to glass level plane at all height & width and silicon glue is applied to fill up the crevices between wall and door frame. Complete in all respect as per the drawing and specification and direction of engineer-in-charge.
16.55 | Providing and Fixing Aluminium composite panel of approved make 3mm thick with 0.5mm thick skin & PVDF coated approved shade for wall panelling. Main framing work to be done using 50mmx25mmx1.6mm tubular section of approved make. Stainless steel screw to be used to fix the ACP panel to be fixed to the main frame with industrial adhesive tape and panel groove to be sealed with weather proof silicon sealant suitable for glass/aluminium etc. complete in all respect as approved by Engineer-in-charge. | Sqm | 2594
16.56 | Providing and fixing stainless steel railing made of Hollow tubes, channels, plates etc., including welding, grinding, buffing, polishing and making curvature (wherever required) and fitting the same with necessary stainless steel nuts and bolts complete, i/c fixing the railing with necessary accessories & stainless steel dash fasteners , stainless steel bolts etc., of required size, on the top of the floor or the side of waist slab with suitable arrangement as per approval of Engineer-in-charge, (for payment purpose only weight of stainless steel members shall be considered excluding fixing accessories such as nuts, bolts, fasteners etc.).
(a) | Grade 304 | Kg. | 503
(b) | Grade 204 | Kg. | 432
16.57 | Supply & Fixing of superior quality wall covering decorative paper of composition of paper and synthetic blend and providing material such as fevicol, cmc powder, chemical and water for fixing the wall paper as per enclosed photograph and direction Engineer-in Charge. | Sqm | 450
16.58 | Supplying and fixing Rollor Blinds of good quality and approved make made out of Imported fabric including Roller Mechanism and lock with chain system with all necessary hooks etc. complete as per direction and sample approved by engineer-in-charge. | Sqm | 1700
16.59 | Providing & Fixing Aluminium composite panel of indo bond/euro/flexi bond of equivalent made 3mm that with 0.5mm thick skin& PVDF coated of approved shads for toilet door in double layer in Aluminium frame complete in all respect as per sample approved by Engineer in Charges. | Sqm | 929
16.6 | Providing & Fixing brass handle 125mm with plate 175x22mm with screw complete in all respect as per direction of Engineer in charges. | Nos. | 195
16.61 | Labour Charges for removing and refixing Aluminium Partitions door including minor repair on alteration in the same. | Sqm | 275
16.62 | Providing factory made pvc internal door frame of size 100mm x 45mm with a wall thickness of 5mm (±0.25), made out of extruded 5mm (±0.25) thick PVC Sheet of Density 600 Kg /Cbm Manufactured by an ISO-9001-2015 certified Company,and by joining 3nos. heat bent PVC sheet sections.The inside section of size 90x30mm shall be made from plain colour PVC sheet of 5mm (±0.25) thickness. The inside section will be covered by sticking two sections of size 30x35mm and 70x45mm made from 5mm (±0.25) thick plain PVC sheet. The frame shall be mitre cut at two corners and joined with 4nos. of 150mm long brackets of 15mm x 15mm M.S. Square tube. | Rmt | 500
The two vertical door frames are to be reinforced with 40mm x 20mm M.S. tube of 19 guage through out the frame. The door frame shall be fixed to the wall using 8/100mm long M.S. Screws through the frame by using anchor fastners. A minimum of 4nos. of screws to be provided for each vertical member & minimum 2nos. for horizontal member etc. complete as per manufactures specification and direction of Engineer-in-charge.
16.63 | Providing Factory Made 100% Solid WPC (Wood polymer Composite) Board of 12MM of Single Side Lamination ( 14 Micron ) required size comprising of virign PVC resin of K Value 58-60 ( Suspemsion Grade), Calcium Corbonate and natural Fibers ( Wood Powders/ rice husk/ wheat husk) and Non toxic additives , made from Extrusion process WPC foam sheet Single Extruded ( Inner) with density not less than 550 kg/cbm manufactured by an ISO 9001 - 2015 Certified Company, having good screw holding capacity ( Screw Withrawal strength of 1800 N ( Face) & 900 N ( Edge), Minimum Compissive Stength of 58 N/mm2, Modulus of elasticity 900N/mm2 and resistance of spread of flam of Class A caegory wih Property of being Termite/ Borer Free. | Sqm | 1450
Water/ Moisture Proof and Fire Retardant and fixinng stainless Steel butt hinges of required size with necessary full body threaded star headed counter sunk SS Screws. All as per direction of Engineer -In-Charge, Material test certificate and authentication should be compulsory provided by the manufacturing company : For KITCHEN CABINET & CUPBOARDS..
16.64 | Providing Factory Made 100% Solid WPC (Wood polymer Composite) Board of 18mm thicknesss of required size comprising of virign PVC resin of K Value 58-60 ( Suspemsion Grade), Calcium Corbonate and natural Fibers ( Wood Powders/ rice husk/ wheat husk) and Non toxic additives , made from Extrusion process WPC foam sheet Single Extruded ( Inner) with density not less than 550 kg/cbm manufactured by an ISO 9001 - 2015 Certified Company, having good screw holding capacity ( Screw Withrawal strength of 1800 N ( Face) & 900 N ( Edge), Minimum Compissive Stength of 58 N/mm2, Modulus of elasticity 900N/mm2 and resistance of spread of flam of Class A caegory wih Property of being Termite/ Borer Free.Water/ Moisture Proof and Fire Retardant and fixinng stainless Steel butt hinges of required size with necessary full body threaded star headed counter sunk SS Screws. | Sqm | 1650
All as per direction of Engineer -In-Charge, Material test certificate and authentication should be compulsory provided by the manufacturing company : For KITCHEN CABINET & CUPBOARDS..
16.65 | Providing & fixing factory made 100% Solid WPC (Wood Polymer Composite) Door Frame 90mm x 45 mm ( Moulded ) Single Rebated,, made from Wood Polymer Composite (Single Extruded Process) material comparising of virign PVC polymer of K Value 58-60 ( Suspemsion Grade), Calcium Corbonate and Natural Fibers ( Wood Powder/ Rice Husk/ Wheat Husk) and Nor toxic additives fabricated with meter Joints after applying PVC solvent Cement & screwed with full body treaded star headed srews having minimum frame density of 780 kg/ cbm & manufactured by an ISO 9001 - 2015 Certified Company, having good screw holding capacity ( Screw Withrawal strength of 2200 N ( Face) & 1100 N ( Edge), | Rmt | 550
Minimum Compissive Stength of 58 N/mm2, Moduus of elasticity 900N/mm2 and resistance to spread of flame of class A category with property of being termite / borer proof , water / Moisture Proof & Fire retardant & Fixed in postion with SS Dash Fasterns / Hold Fast of reuired dia and lenght, all as per specifications drawings as directed by the Engineer-In-Charge. Material test certificate and authentication should be compulsory provided by the manufacturing company ( Hold Fast or Dash Fastners shall be paid seperately)
16.66 | Providing and fixing thermal insulation with Resin Bonded rock wool conforming to IS:8183, having density 48 kg/m3, 50 mm thick, fixed on the roof top with screws, rawel plug & washers and held and in position by criss crossing GI wire etc. complete as per directions of Engineer-in-charge. | Sqm | 179
705246.2

## BSR_17
CHAPTER : B-17
ADDITIONAL MISCELLANEOUS ITEMS
Chapter Code No | Description | Unit | Rate (Rs.)
1 | 2 | 3 | 4
17.1 | Supply and installation of Multi Rib Proofing/cladding Sheet Manufacture out of 0.50mm TCT (Total Coated Thickness) high tensile Zinc aluminum alloy coated galvalume steel (as per 150gsm zinc aluminum coated 550Mpa tuekd strength) confirming to IS: 1397/astm A-792 sheet to have wide pens 30mm high NB at 250 centre and centre width of 1020mm sheets be casted with regular modified polyster system on a continuous with line on centre for face and with a polyster coating respectively sheet shall have proportionality with siphoned plate made to prevent leakage sheet shall be fixed by more of sell drilling lift tapping hot dip zinc coated hox head fasterner of size 12x14x55mm long. The sheet shall be supplied in cost one length and for a minimum up to 12mts with all scaffolding. | Sqm | 689
17.1.1 | Add extra for 0.60mm TCT (Total Coated Thickness) high tensile Zinc aluminum alloy coated galvalume steel sheet in place of 0.50mm thick | Sqm | 15%
17.1.2 | Add extra for 0.80mm TCT (Total Coated Thickness) high tensile Zinc aluminum alloy coated galvalume steel sheet in place of 0.50mm thick | Sqm | 45%
17.2 | Supply and Installation of ROOF – PREFABRICATED INSULATED PPGL FACE PANEL:
Roof: Insulated sandwich panels for roof of total thickness mentioned below exclusive of crest height of top corrugation. Panel shall be made of 0.50mm (+/-0.04mm) thick pre coated metal sheet on both sides of rigid polyurethane insulation. The top external facing metal sheet shall have corrugated shape with crest. The trapezoidal shape crowns/crest height should not be less than 30mm. The pre-coated metal sheet shall be PPGL (Pre Painted Galvalume Sheet with AZ coating) sheet having SDP (Super Durable Polyester) colour coat of 18 micron (min). The bottom sheet must have tongue and groove type flange (U shape) of 8mm x 8mm on groove side and 8mm x 12mm on tongue side. Flange must be on lengthwise sides for joining adjacent panels. Panel's bottom side PPGL sheet must also be pre-strengthened by full lengthwise stiffening with semi-circular beading of 12mm width & 3 to 4mm depth at 240 (+/-5) mm pitch. The top corrugated sheet must have at-least one open crown/crest for overlapping adjacent panel widthwise. Similarly the top corrugated sheet must have suitable open extension of min 6” on bottom widthwise side of panel for overlapping further panels joined lengthwise also. The insulation core shall be self-extinguishing DIN 4102,Class B3 fire retardant class rigid PUR with thermal conductivity of 0.025 W/mK and with initial density of 40kg/m3 (+/-2kg) suitable for temperature range of -30 degree C to +80 degree C. The panel must be made using glue-free high pressure hot pressing self-bonding method. PPGL sheet on both sides of panel shall have a min15 micron protective plastic guard film to avoid scratches during transportation.
| Thickness 65mm (+/- 2mm) | Sqm. | 2521
| Thickness 105mm (+/- 2mm) | Sqm. | 2852
17.3 | Supply and Installation of WALL – PREFABRICATED INSULATED PPGL PANEL:
Walls: Insulated sandwich panels for wall of total thickness mentioned below. Panel shall have 0.50mm (+/-0.04mm) thick pre coated metal sheet on both sides of rigid PUR insulation. The pre-coated metal sheet shall be PPGL (Pre Painted Galvalume Sheet with AZ coating) sheet having SDP (Super Durable Polyester) colour coat of 18 micron (min). The panels shall be vertically joined together with adjacent panel by tongue and groove joints. For joining, wall panel's metal sheet facings must have lengthwise flange (U shape) of 8mm x 8mm on groove side and 8mmx12mm on tongue side of panel. The pre-coated metal sheet (PPGL) must also be pre-strengthened by full lengthwise stiffening with semi-circular beading of 12mm width & 3 to 4mm depth at 240 (+/-5) mm pitch. Panels may have optional provision for inbuilt electrical conduit running lengthwise atvertical center of specified panels. The insulation core shall be self-extinguishing DIN 4102,Class B3 fire retardant class rigid PUR with thermal conductivity of 0.025 W/mK and with density of 40kg/m3 (+/-2kg) suitable for temperature range of -30 degree C to +80 degree C. The panel must be made using glue-free high pressure pressing self-bonding method. PPGL sheet on both sides of panel shall have a min15 micron protective plastic guard film to avoid scratches during transportation.
| Thickness 55mm (+/- 2mm) | Sqm. | 2320
| Thickness 65mm (+/- 2mm) | Sqm. | 2521
17.4 | Supply and Installation of WALL – PREFABRICATED INSULATED CEMENT FACE PANEL:
Factory-readymade structural reinforced insulated wall panel of thickness mentioned below. Panel shall be made of 6mm (+/-0.6mm) thick asbestos-free fiber cement sheet/ Cement bonded particle board as per IS:14276:1995 on both sides of rigid PUR insulation. The wall panel shall be vertically joined together with adjacent panel by biscuit joints lengthwise with suitable construction adhesive. Joining member (biscuit) shall be made of approx 12mm thick cement sheet /Cement bonded particle board as per IS:14276:1995. Panels may have optional provision for inbuilt electrical conduit running lengthwise at vertical center of specified panels. Both vertical lengthwise sides of panels must have full length MS tubes of min 1.0mm thickness for better structural strength.The final panel surface must be free from undulations. The Insulating core shall be self-extinguishing DIN 4102,Class B3 fire retardant class rigid PUR with thermal conductivity of 0.025 W/mK and with density of 40kg/m3 (+/-2kg) suitable for temperature range of -30 degree C to +80 degree C. The panel must be made using glue-free high pressure hot pressing self-bonding method and shall be free from major surface undulations.
| Thickness 65mm (+/- 2mm) | Sqm. | 2521
| Thickness 75mm (+/- 2mm) | Sqm. | 2651
17.5 | Supply and Installation of WALL – PREFABRICATED INSULATED LAMINATED FACE PANEL:
Factory-readymade interior wall panel of thickness mentioned below. The panels shall have suitable provision for joining adjacent panels. Interior panels may have optional provision for inbuilt electrical conduit running lengthwise at vertical center of specified panels. The insulation core shall be self-extinguishing DIN 4102,Class B3 fire retardant class rigid PUR with thermal conductivity of 0.025 W/mK and with density of 40kg/m3 (+/-2kg) suitable for temperature range of -30 degree C to +80 degree C. The panel must be made using glue-free high pressure hot pressing self-bonding method and shall be free from major surface undulations. both sides of panel shall have a min15 micron protective plastic guard film to avoid scratches during transportation. 1. Panel shall be made of min 4mm (+/- 0.5mm) thick laminated wood based medium density fiber board sheet on both sides of rigid PUR insulation.
| Thickness 65mm (+/- 2mm) | Sqm. | 2651
| Thickness 75mm (+/- 2mm) | Sqm. | 2781
17.6 | Supply and Installation of SMALL ROOM (TOILET & GUARD ROOM) – PREFABRICATED INSULATED PPGL FACE PANEL:
Insulated closed lip panels (for door, wall and roof) of thickness mentioned below. Panel shall have 0.50mm (+/-0.04mm) thick pre-coated metal sheet on both sides of rigid PUR insulation. The pre-coated metal sheet shall be PPGL (Pre Painted Galvalume Sheet with AZ coating) sheet having SDP (Super Durable Polyester) colour coat of 18 micron(min). The Pre coated metal sheet on both sides must be pre-strengthened by full lengthwise stiffening with semi-circular beading of 12mm wide & 3mm depth at 240 (+/-5) mm pitch. Panels shall have closed lengthwise sides made by right angle flange on both side of Pre coated metal sheets, free from cap type covers. The top and bottom part on widthwise sides of panels must have full width MS Square tube insert of (min 25mm x 1.0mm) for better screw retention and strength. The insulation core shall be self-extinguishing DIN 4102,Class B3 fire retardant class rigid PUR with thermal conductivity of 0.025 W/mK and with density of 40kg/m3 (+/-2kg) suitable for temperature range of -30 degree C to +80 degree C. The panel must be made using glue-free high pressure hot pressing self-bonding method free from major undulations. PPGL sheet on both sides of panel shall have a min15 micron protective plastic guard film to avoid scratches during transportation.
| Thickness of 32mm (+/-2mm) | Sqm. | 2261
| Thickness of 50mm (+/-2mm) | Sqm. | 2427
17.7 | AccessoriesSupply and Installation of (Labour rate included in main item) Bottom and Top U track :
| U-track for mounting panels with floor. The channel shall be made from minimum 1.15 mm thick PPGL sheet with flange height of minimum 35 mm and width as per thickness of panel used. | RMT | 220
17.7.1 | Flashings (inner and outer):
Corner angle flashings of equal shape for covering various corners and open sides of panels. Flashings shall be made from 0.5mm thick pre-coated PPGL sheet in following sizes:
| 50mm x 50mm | RMT | 165
| 100mm x 100mm | RMT | 220
17.7.2 | Roof Ridge Cap:
Ridge flashing for roof panels shall be made from 0.5mm thick pre-coated PPGL sheet of
| 200mm x200 mm. | RMT | 220
17.7.3 | Roof Front Corrugated Cap:
| Front side flashing for roof panels (corrugated trapazodial shape) shall be made from 0.5mm thick pre-coated PPGL sheet. | RMT | 220
17.7.4 | Roof End Cap:
| End cap for closing ends of roof panels made from 0.5mm thick PPGL sheet. | RMT | 165
17.7.5 | Frame for Door/Window:
| Frame shall be made out of min 1.15mm thick press steel sheet. | RMT | 220
17.7.6 | Panel End Caps:
| U or L shape caps suitable for thickness of panel used, with 30mm flange. It should be made frem 0.5mm Pre coated PPGL sheet. | RMT | 110
17.7.7 | Self Drilling Screws:
| 5” | Each | 13
| 3.5” | Each | 10
| 1” | Each | 6
17.7.8 | Adhesives | KG. | 198
17.8 | Supply and fixing of Cement Bonded Particle Board (as per IS 14276) false ceiling using 6MM thick Cement Board with galvanized and pre painted steel T section of size 24mm x 27mm x 0.4mm for main T duty pre punched to accept cross T section of size 24mm x 25mm x 0.4mm duly punched at both ends for insertion into main T. The grid size will be 610mm x 610mm. The frame work (grid) is suspended to the roof by using G.I flat of 0.60mm or 14-gauge G.I wire with necessary fixers to the roof and frame work. Cement Board panel is laded on the grid. The cost inclusive of necessary hardware, labor, one coat of primer (Both side) and two coats of smooth finish on visible side. | Sqm | 653
17.9 | Supply and fixing of Cement Bonded Particle Board (as per 14276) wall paneling using 10 MM thick Cement Board with frame work made of GI stud section of size 48mm x 35mm x 0.55mm thick placed at every 610 mm C/C intervals vertically and at 1200mm internals horizontally fixed to the wall by means of self expansion screws and caps. Cement Board panel is to be fixed to frame by means of self taping screws placed at every 300 mm intervals leaving 3mm gap between two panels. The cost inclusive of one coat of Altek primer and two coats of Altek smooth finish and cost & conveyance of all materials, labor charges etc. complete as per the direction of Engineer in charge. | Sqm | 1679
17.1 | Supply and fixing of Cement Bonded Particle Board (as per 14276) double skin partition using with 10 MM thick Cement Board made out of G.I. track section of size 50mmx 35mm x 0.55 mm for fixing to the roof and floor and stud section of size 48mm x 35mm x 0.55mm placed in track section vertically at 610mm intervals and at 1200mm intervals horizontally fixed to the wall by means of self expansion screws and caps to the wall and roof. Cement Board panel is to be fixed both sides of frame work by using self taping screws fixed at every 300mm intervals to the frame work leaving 3 mm gap between two panels. The cost inclusive with one coat of Alltek primer and two coats of Alltek smooth finish and cost and conveyance of all materials to site, labor charges etc., complete as per the direction of Engineer in charge. | Sqm | 2429
17.11 | Supply and fixing of Factory Laminated Cement Bonded Particle Board double skin partition using with 10MM Factory Laminated Cement Bonded Board made out of G.I track section of size 50 mm x 35mm x 0.55mm for fixing to the roof and floor and stud section of size 48mm x 35mm x 0.55mm placed in track section vertically at 610mm intervals and at 1200mm internals horizontally. The frame is fixed by means of self expansion screws and caps to the wall / roof. Laminated Cement Bonded Particle Board is to be fixed both sides of the frame work by using 2mm thick electro plated CR flat section leaving 3mm gap between two panels. The cost inclusive of cost and conveyance of all materials to sites, other materials incidentals and labor charges as per the direction of Engineer in charges. | Sqm | 3401
17.12 | Supply and fixing of Bath room / Toilet door shutter with 16mm Factory Laminated Cement Bonded Particle Board BISON Lam (IS 14276) door shutter with all-round ‘U’ lipping of PPS section of size 12mm X 18mmX 12mmX0.6mm thickness with a hardware of 12mm dia X200mm long aluminum aldrop – 2 nos2 No of 125mm long handles and also 3 no Of IS304 grade Patee Hinges 3mmX12mmX180mm long with pole receiver of 10mm dia pole X40mm long welded on 2mm X40mm(ss304) plates works as receiver for RT patte hinges. The price inclusive of all material at site. | Sqm | 2407
17.13 | Solid Rectangular Block (400x200x200, 400x200x100, 400x200x150, 225x200x100)
| Providing and fixing up to floor five level of cement concrete solid blocks (M-20 Grade) of different sizes (Manufactured with fully mechanised dry cast process with forced action mixer whose arms revolve along the main axis and rotate about its own axis also, having humidity sensor for moisture control of w/c ratio in concrete mix. Manufactured with steel moulds (Milled and manufactured in CSI diamond or CSI Nitro process for accuracy) on steel base plate of min 16 mm thick; Having Vibration and pressing action both together with the help of multiple synchronised vibrators. Power of hydraulic station should be minimum 50KW for compaction and cured in controlled chambers having humidity control and automated air circulation system) including hoisting and setting in position with cement mortar 1:3 (1 Cement : 3 Coarse Sand), cost of required centering, shuttering complete. | Cum | 10307
17.14 | Hollow Rectangular Block (400x200x200, 400x200x100)
| Providing and fixing up to floor five level of cement concrete Hollow Rectangular blocks of different sizes (Manufactured with fully mechanised dry cast process with forced action mixer whose arms revolve along the main axis and rotate about its own axis also, having humidity sensor for moisture control of w/c ratio in concrete mix. Manufactured with steel moulds (Milled and manufactured in CSI diamond or CSI Nitro process for accuracy) on steel base plate of min 16 mm thick; Having Vibration and pressing action both together with the help of multiple synchronised vibrators. Power of hydraulic station should be minimum 50KW for compaction and cured in controlled chambers having humidity control and automated air circulation system) including hoisting and setting in position with cement mortar 1:3 (1 Cement : 3 Coarse Sand), cost of required centering, shuttering complete. | Cum | 7343
17.15 | Insulated Rectangular Block (400x200x200 mm)
| Providing and fixing up to floor five level of cement concrete insulated blocks of different sizes having a layer of polysterene as insulating material (Manufactured with fully mechanised dry cast process with forced action mixer whose arms revolve along the main axis and rotate about its own axis also, having humidity sensor for moisture control of w/c ratio in concrete mix. Manufactured with steel moulds (Milled and manufactured in CSI diamond or CSI Nitro process for accuracy) on steel base plate of min 16 mm thick; Having Vibration and pressing action both together with the help of multiple synchronised vibrators. Power of hydraulic station should be minimum 50KW for compaction and cured in controlled chambers having humidity control and automated air circulation system) including hoisting and setting in position with cement mortar 1:3 (1 Cement : 3 Coarse Sand) including cost of required centering, shuttering complete. | Cum | 10912
17.16 | Interlocking Paver Blocks having 80 mm thickness in M-40 grade concrete
| Providing and Laying 80 mm thick cement concrete blocks of M-40 Grade (Manufactured with fully mechanised dry cast process with forced action mixer whose arms revolve along the main axis and rotate about its own axis also, having humidity sensor for moisture control of w/c ratio in concrete mix. Manufactured with steel moulds(Milled and manufactured in CSI diamond or CSI Nitro process for accuracy) on steel base plate of min 16 mm thick; Having Vibration and pressing action both together with the help ofmultiple synchronised vibrators. Power of hydraulic station should be minimum 50KW for compaction and cured in controlled chambers having humidity control and automated air circulation system) spreading 25mm thick sand underneath and filling joints with sand on existing W.B.M.base, as per IS15658:2006 and all materials shall conform to MoRTH Specification Clause 602. | Sqm. | 1210
17.17 | Interlocking Paver Blocks having 100 mm thickness in M-50 grade concrete
| Providing and Laying 100 mm thick cement concrete blocks of M-50 Grade(Manufactured with fully mechanised dry cast process with forced action mixer whose arms revolve along the main axis and rotate about its own axis also, having humidity sensor for moisture control of w/c ratio in concrete mix. Manufactured with steel moulds (Milled and manufactured in CSI diamond or CSI Nitro process for accuracy) on steel base plate of min 16 mm thick; Having Vibration and pressing action both together with the help of multiple synchronised vibrators. Power of hydraulic station should be minimum 50KW for compaction and cured in controlled chambers having humidity control and automated air circulation system) spreading 25mm thick sand underneath and filling joints with sand on existing W.B.M.base, as per IS15658:2006 and all materials shall conform to MoRTH Specification Clause 602. | Sqm. | 1418
17.18 | Interlocking Paver Blocks having 120 mm thickness in M-50 grade concrete
| Providing and Laying 120 mm thick cement concrete blocks of M-50 Grade(Manufactured with fully mechanised dry cast process with forced action mixer whose arms revolve along the main axis and rotate about its own axis also, having humidity sensor for moisture control of w/c ratio in concrete mix. Manufactured with steel moulds (Milled and manufactured in CSI diamond or CSI Nitro process for accuracy)on steel base plate of min 16 mm thick; Having Vibration and pressing action both together with the help of multiple synchronised vibrators. Power of hydraulic station should be minimum 50KW for compaction and cured in controlled chambers having humidity control and automated air circulation system) spreading 25mm thick sand underneath and filling joints with sand on existing W.B.M.base, as per IS15658:2006 and all materials shall conform to MoRTH Specification Clause 602. | Sqm | 1566
17.19 | Interlocking Paver Blocks having 100 mm thickness in M-55 grade concrete
| Providing and Laying 100 mm thick cement concrete blocks of M-55 Grade (Manufactured with fully mechanised dry cast process with forced action mixer whose arms revolve along the main axis and rotate about its own axis also, having humidity sensor for moisture control of w/c ratio in concrete mix. Manufactured with steel moulds (Milled and manufactured in CSI diamond or CSI Nitro process for accuracy)on steel base plate of min 16 mm thick; Having Vibration and pressing action both together with the help of multiple synchronised vibrators. Power of hydraulic station should be minimum 50KW for compaction and cured in controlled chambers having humidity control and automated air circulation system) spreading 25mm thick sand underneath and filling joints with sand on existing W.B.M.base, as per IS15658:2006 and all materials shall conform to MoRTH Specification Clause 602. | Sqm | 1528
17.2 | Interlocking Paver Blocks having 120 mm thickness in M-55 grade concrete
| Providing and Laying 120 mm thick cement concrete blocks of M-55 Grade (Manufactured with fully mechanised dry cast process with forced action mixer whose arms revolve along the main axis and rotate about its own axis also, having humidity sensor for moisture control of w/c ratio in concrete mix. Manufactured with steel moulds (Milled and manufactured in CSI diamond or CSI Nitro process for accuracy) on steel base plate of min 16 mm thick; Having Vibration and pressing action both together with the help of multiple synchronised vibrators. Power of hydraulic station should be minimum 50KW for compaction and cured in controlled chambers having humidity control and automated air circulation system) spreading 25mm thick sand underneath and filling joints with sand on existing W.B.M.base, as per IS15658:2006 and all materials shall conform to MoRTH Specification Clause 602. | Sqm. | 1638
17.21 | Kerb Stones of 1200x300x150, 1000x450x150, 1000x600x150, 600x300x150 size (M-30)
| Providing and Laying cement concrete Kerb Stones of different sizes in M-30 grade (Manufactured with fully mechanised dry cast process with forced action mixer whose arms revolve along the main axis and rotate about its own axis also, having humidity sensor for moisture control of w/c ratio in concrete mix. Manufactured with steel moulds (Milled and manufactured in CSI diamond or CSI Nitro process for accuracy) on steel base plate of min 16 mm thick; Having Vibration and pressing action both together with the help of multiple synchronised vibrators. Power of hydraulic station should be minimum 50KW for compaction and cured in controlled chambers having humidity control and automated air circulation system) in position to the required line, level and curvature jointed with cement mortar 1:3 (1 Cement : 3 Coarse sand) including making of joints, drainage opening wherever required. | Cum | 9429
17.22 | Kerb Stones of 1200x300x150, 1000x400x150, 1000x600x150, 600x300x150 size (M-40)
| Providing and Laying cement concrete Kerb Stones of different sizes in M-40 grade (Manufactured with fully mechanised dry cast process with forced action mixer whose arms revolve along the main axis and rotate about its own axis also, having humidity sensor for moisture control of w/c ratio in concrete mix. Manufactured with steel moulds (Milled and manufactured in CSI diamond or CSI Nitro process for accuracy) on steel base plate of min 16 mm thick; Having Vibration and pressing action both together with the help of multiple synchronised vibrators. Power of hydraulic station should be minimum 50KW for compaction and cured in controlled chambers having humidity control and automated air circulation system) in position to the required line, level and curvature jointed with cement mortar 1:3 (1 Cement : 3 Coarse sand) including making of joints, drainage opening wherever required. | Cum | 9974
17.23 | Cellular Concrete Block for Pitching and garden paths (600x400x80) in M-30
| Providing and fixing Cellular concrete blocks (M-30 Grade), 600x400x80 mm sizes (Manufactured with fully mechanised dry cast process with forced action mixer whose arms revolve along the main axis and rotate about its own axis also, having humidity sensor for moisture control of w/c ratio in concrete mix. Manufactured with steel moulds (Milled and manufactured in CSI diamond or CSI Nitro process for accuracy) on steel base plate of min 16 mm thick; Having Vibration and pressing action both together with the help of multiple synchronised vibrators. Power of hydraulic station should be minimum 50KW for compaction and cured in controlled chambers having humidity control and automated air circulation system) including hoisting and setting in position with cement mortar 1:3 (1 Cement : 3 Coarse Sand), cost of required centering, shuttering complete. | Sqm. | 813
17.24 | Pre Cast Concrete Flooring (Slab 600x600x100, 1000x650x100)
| Providing and fixing Precast concrete flooring slabs (M-30 Grade) of different sizes(Manufactured with fully mechanised dry cast process with forced action mixer whose arms revolve along the main axis and rotate about its own axis also, having humidity sensor for moisture control of w/c ratio in concrete mix. Manufactured with steel moulds (Milled and manufactured in CSI diamond or CSI Nitro process for accuracy) on steel base plate of min 16 mm thick; Having Vibration and pressing action both together with the help of multiple synchronised vibrators. Power of hydraulic station should be minimum 50KW for compaction and cured in controlled chambers having humidity control and automated air circulation system) including hoisting and setting in position with cement mortar 1:3 (1 Cement : 3 Coarse Sand), cost of required centering, shuttering complete and spreading 25mm thick sand underneath. | Sqm. | 983
17.25 | Pre Cast U/Semi circular Drains (Outer size 600x400 mm, wall thickness 80 mm)
| Providing and fixing Precast concreteUdrains (M-30 Grade) of different sizes (Manufactured with fully mechanised dry cast process with forced action mixer whose arms revolve along the main axis and rotate about its own axis also, having humidity sensor for moisture control of w/c ratio in concrete mix. Manufactured with Steel moulds (Milled and manufactured in CSI diamond or CSI Nitro process for accuracy) on steel base plate of min 16 mm thick; Having Vibration and pressing action both together with the help of multiple synchronised vibrators. Power of hydraulic station should be minimum 50KW for compaction and cured in controlled chambers having humidity control and automated air circulation system) including hoisting and setting in position with cement mortar 1:3 (1 Cement : 3 Coarse Sand), cost of required centering, shuttering complete and spreading 25mm thick sand underneath. | R.M. | 459
17.26 | Dry Cleaning of sofa sets using shampooing machine with all materials & drying it do the level using machinery at designated place by engineer-in-charge one seat of sofa (payment for multi seater sofa will be done as the number of seats of that sofa.)
17.26.1 | Single Seater Sofa | Each | 154
17.26.2 | Two Seater Sofa | Each | 232
17.26.3 | Three Seater Sofa | Each | 332
17.27 | Dry Cleaning of Woolen Carpet of any size using shampooing machine with all material & drying it using machinery at the designated place as told by engineer in charge. | Sqm | 102
17.28 | Complete replacement of Tapestry cloth of Sofa set costing @ Rs. 300/- per Mtr. Approx of superior quality including stitching charges (As approved by the Engineer in Charge) as per existing pattern/design.
17.28.1 | Single seater sofa | Each | 1449
17.28.2 | Three seater sofa | Each | 3941
17.29 | Complete replacement of damaged foam of Sofa set and using 100mm thick Joint less P.U. foam in seat of 32 density feather foam of superior quality of approved make (as approved by the Engineer-in-charge) pasted with Adhesive (Rubber Solution) of superior quality.
17.29.1 | Single seater sofa | Each | 754
17.29.2 | Three seater sofa | Each | 2113
17.3 | Complete replacement of damaged foam of Sofa set and using 50mm thick joint less P.U. foam of 32 density feather foam superior quality of approved make (as approved by the Engineer-in-charge) in back duly pasted with Adhesive (Rubber Solution) of superior quality.
17.30.1 | Single seater sofa | Each | 453
17.30.2 | Three seater sofa | Each | 1289
17.31 | Complete replacement of damaged foam of Sofa set and using 25mm thick joint less P.U. foam of 32 density feather foam superior quality of approved make (as approved by the Engineer-in-charge) in Hand rest, in seat and back and design work as required of superior quality.
17.31.1 | Single seater sofa | Each | 857
17.31.2 | Three seater sofa | Each | 1817
17.32 | Repair of wooden frame of Sofa set using Tat, Nail, Screw, Bolt (if required) and re-assembling sofa set (Cost Including all Consumble Item) complete in all respect as per direction of the Engineer-in-charge
17.32.1 | Single seater sofa | Each | 688
17.32.2 | Three seater sofa | Each | 2093
17.33 | Repair using replacement of Jata, Dori, wooden batten & legs everything in all respect as per approval of Engineer-in-charge.
17.33.1 | Single seater sofa | Each | 502
17.33.2 | Three seater sofa | Each | 755
17.34 | Providing and Fixing machine made Synthetic Carpet having total Carpet weight 850 gm Psqm. and 5mm thickness superior quality complete in all respect as per direction of Engineer-in-charge. | Each | 484
17.35 | Providing and Fixing Chiken wire mesh at the joint of masonry members/ R.C.C. Members with Nails complete in all respect. | Sqm | 77
17.36 | Providing and fixing in position wall panelling at all heights with intergral densified calcium silicate panels/tiles of size 595x595mm, having NRC (Noise Reduction coefficient) of 0.50 minimum) as per IS 8225:1987, Light reflectance of 85% (minimum). Non combustible as per BS:476 (part-4), fire performance as per BS:476 (part 6& 7), Humidity resistance of 100 %, thermal conductivity <0.043 W/m K as per ASTM 518:1991, comprising of a frame made from especially fabricated galvanised mild steel sheet 0.50 mm thick pressed section (galvanizing @120 grams per sqm including both sides) | Sqm | 2609
i.e. vertical studs of size 48x34x36 mm are placed at 600mm center to center in a floor and ceiling channel section of size 50x32m fixed to the floor and soffit at 600mm centers using 12mm dia, 50mm long wedge type expanded zinc alloy dash fastner with 10mm bolt.
The joints between the panels are to be duly jointed and finished using recommended jointing calcium sillcated based compound and fiber joint tape roll 50mm wide (90 metre) roll and two coats of primer suitable for panelling as per manufacturer's specification as per direcrtion of Enginner-in-Charge all complete.
17.37 | Providing and Fixing powder coated aluminium angle corners of size 75 x 75 x 6mm over extruded/exposed corners of walls/colom etc. fixed with glazing tape on all four sides including filling of all inside edges of 6mm thickness with weather silicone sealant by backer rod of approved quality to make it completely air tight and water tight over the surface as per dirction of Engineer-in-charge. | Rmt | 1474
17.38 | Supply & fixing of one side polished black granite/white marble stone 14-20mm thick of size 3'x2' with engraved and gold colour painted letters (upto 500 letters) & borders including soorsagar white stone pillars of size 0.15x0.15x2.1 Mtr. With moulding, carving & making slot on pillars for fixing of granite stone including loading & unloading with all leads & lifts as per direction of Engineer Inchagre. | Each | 15110
17.39 | Supply & fixing of one side polished black granite/white marble stone 14-20mm thick of size 3'x2' with engraved and gold colour painted letters (upto 500 letters) & borders including dismatalling plaster for fixing stone and finishing the surface including cost of stone and other material, carriage, loading, unloading with all leads & lifts as per direction of Engineer Inchagre. | Each | 11110
17.4 | Providing and fixing Glass Brick with adhesive in line and length complete as per drawing and design and asapproved by Engineer-in-Charge. | Sqm | 4900
17.41 | Repairing of High Back, Low Back and Medium Back Revolving Padded Chair including required all material complete in all respect as per directin of the Engineer-in-Charge.
17.41.1 | Replacing/Adding 25mm thick P.U. Sleep Well Foam of 32 Density in seat & back as per existing pattern (pasted with Rubber Solution)
(i) | Low Back Chair | Each | 94
(ii) | Medium Back Chair | Each | 119
(iii) | High Back Chair | Each | 135
17.41.2 | Replacement/pasting of leatherite seat as per approved sample costing @ Rs. 300/- per Mtr. (Appx) as approved by the Engineer in Charge.
(i) | Low Back Chair | Each | 640
(ii) | Medium Back Chair | Each | 901
(iii) | High Back Chair | Each | 1247
17.41.3 | Repair of Chair of NYLON wheel including all material of fixing and labour Charge. | Each | 72
17.41.4 | Replacing Bolt/Screw (of existing pattern) in the chair. | Each | 15
17.41.5 | Repair/Change of Gas lift mechanism use for adjustion purpose with fitting material and labour charges. | Each | 495
17.41.6 | Repair/Change of Chrome base plate including all materal of fixing and labour charge. | Each | 792
17.41.7 | Repair/ Change of PU handle including all material of fixing and labour charge . | Each | 495
17.42 | Repair and polish work of peacock chair/padded chair including required all material complete in all respect as per direction of the Engineer in Charge.
17.42.1 | Replacing/Adding 25mm thick P.U. sleep well foam of 32 Density in seat & back as per existing pattern (Pasted with Rubber solution) | Each | 149
17.42.2 | Replacement of Baniyan foam/tapestry cloth in seat as per approved sample costing @ Rs. 200/- per Mtr. (Appx.) as approved by the Engineer in Charge. | Each | 206
17.42.3 | Replacing linning cloth in bottom of the chair with nail/screw/fevicol etc. of existing type & pattern. | Each | 34
17.42.4 | Replacing bolt/screw (of existing pattern) in the chair. | Each | 15
17.42.5 | Repair of wooden frame of chair including required raw material i.e. replacement of teak wood arms, legs, wooden required including tighting work as per existing pattern complete in all respect. | Each | 349
17.42.6 | Spirit polish on wooden chair with rubbing old surface cleaning and good finishing inlucding cost of polish material. | Each | 108
17.43 | Supplying, Filling and stitching of empty cement bags either of plastic or jute with earth avaiable at site of wieght not less than 40 kg including stacking and removing. | Per Bag | 7
17.44 | Supplying and Spreading 25 to 30mm thick layer of Screened approved Samod Bajari of Uniform colour from approved quarry with all lead. | Per Cum | 2150
17.45 | Labour Charge for providing and fixing 20' long 2" dia G.I. pipe with flags (Flags to be provided by department) in straight line etc. as per direction and removing all the flags complete before sunset as per direction of Engineer in charge. | Each | 260
17.46 | P/F wall mounted foldable hinged (Grab rail) size 750mm x 100mm (LxW) as approved design, made of 35mm stainless steel pipe having anti-bacterial Nylon surface with contour finish for better grip. Grab bar should be mounted on wall between height 200mm to 250mm from the top of W.C seat and extending 100mm to 150mm beyond the front of the W.C. Complete in all respect as per Harmonized guideline & Satisfaction of Engineer-in-Charge. Cera make (B2210108) | Nos | 7000
17.47 | P/f wall mounted inverted L Shaped grab bar with 700mm long bar as approved design, made of 35mm stainless steel pipe having anti-bacterial Nylon surface with contour finish for better grip. Grab bar should be mounted on wall at height of 700mm from the finish floor level complete in all respect as per Harmonized guidline & Satisfaction of Engineer-in-Charge. Cera make (B2210103) | Nos | 2300
17.48 | P/F wall mounted 600mm long grab bar as approved design, made of 35mm stainless stell pipe having anti-bacterial Nylon surface with contour finish for better grip. Grab bar should be mounted on wall at height of 800mm from the finish floor level complete in all respect as per Harmonized guidline & Satification of Engineer-in Charges. Make Cera (B2210106) | Nos | 1678
17.49 | Supply and fixing of solid stainless steel grade 304 C type door handle of dia 32mm length 600 (outside measurement) having hole dia 14 mm of with i/c key arrangement. | Nos | 2860
17.5 | Repair to damaged plaster with high performance curing free, quick setting cement mortar & confirming to ASTM C 1600 in ratio of 1:4 with following properties of cement : Compressive strength of 20 MPa within 4 Hours, Curing free, bond strength of 4 MPa within 24 Hours, Non shrink & Non toxic in following steps- | Sqm | 957
(i) | Chopping loose and cracked plaster to required depth, cleaning the exposed surface with wire brush, cleaning of plaster surface with water as necessary and getting dried.
(ii) | Plastering the surface with above mentioned high performance cement sand mortar 1:4 upto depth of 25 mm complete with all scaffolding.
(iii) | No curing has to be done as the high performance cement used should be curing free. (This item is to be used in only emergency situation after decided by Engineer in charge )
17.51 | Providing and laying treatment of wear & tear concrete surface with pre-mixed, ready to use, geopolymer based mortar & confirming to ASTM C 1600 upto 10 mm thickness with following property – | Sqm | 3184
(i) | Curing Free, compressive strength of 15 MPa within 2 hours, Quick Setting, bond strength of 4 MPa within 24 hours and repaired surface should be ready to use within 3 hours.
Note | (This item is to be used in only emergency situation after decided by Engineer in charge )
17.52 | Providing and applying treatment of plaster and masonry cracks with pre-mixed, ready to use, geo polymer based mortar & confirming to ASTM C 1600 upto 15 mm width and 15 mm depth by making V-Groove with following property – | Rmt. | 195
(i) | Curing Free, compressive strength of 15 MPa within 2 hours, Quick Setting and with bond strength of 4 MPa within 24 hours with all scaffolding.
Note | (This item is to be used in only emergency situation after decided by Engineer in charge ) |  | 175863.6

## BSR_S1
CHAPTER : S-1
SANITARY INSTALLATION WORK
NOTE: | All items which are manufactured ISI marked, shall only be used. this condition shall be always incorporated in special condition of contract.
Chapter Code No | Description | Unit | Rate (Rs.)
1 | 2 | 3 | 4
WATER CLOSETS
1.1 | P. & F Squatting Pan (Indian type) white glazed vitreous china 1st quality W.C. Pan (IS : 2556 Mark) with 100 mm vitreous china P or S trap including cutting and making good the wall and floor (excluding the pair of foot rest.)
1.1.1 | Size 450mm. | Each | 980
1.1.2 | Size 510 mm | Each | 1069
1.1.3 | Size 580mm | Each | 1113
1.2 | P & F Indian type white glazed vitreous china 1st quality W.C. orissa pan (IS :2556 Mark) with 100 mm vitreous china P or S trap including cutting and making good the wall and floor:
1.2.1 | Size 530x410mm. | Each | 2640
1.2.2 | Size 580x440mm. | Each | 3080
1.3 | P & F European type white glazed vitreous china 1st quality W.C pan (IS : 2556 Mark) with P or S trap including cutting and making good the wall and floor | Each | 2420
1.4 | P & F European type white glazed vitreous china 1st quality Double syphonic W.C (IS :2556 Mark) with P or S trap including cutting and making good the wall and floor | Each | 5198
1.5 | P & F Universal (anglo-Indian type) white glazed vitreous china W.C. pan 1st quality (IS 2556 Marked ) with P or S trap including cutting and making good the wall and floor. | Each | 4068
1.6 | P & F European type white glazed vitreous china 1st quality W.C. (IS : 2556 Mark) including cutting and making good the wall and floor
1.6.1 | Wall Mounting | Each | 3457
1.6.2 | Wall Mounting (extended) | Each | 3879
1.6.3 | Wall Mounting (syphonic) | Each | 4441
Note :-
(A) | Add extra over item No. 1.1 to 1.7, 1.14, 1.15, 1.19, 1.22 ,1.23,1.38 & 1.42 for using approved light coloured vitreous china ware i.e.ivory champagne , perl , soft green , soft blue ,pink, ,light grey etc. instead of white vitreous chinawares. | Each | 50%
(B) | Add extra over item No.1.1 to 1.7, 1.14, 1.15, 1.19, 1.22 ,1.23,1.38 & 1.42 for using approved dark colored vitreous china ware i.e.Cherry Red , Dark blue, Jet black, Magenta, Burgandy instead of white vitreous chinawares. | Each | 65%
1.7 | P & F water closet Seat Covers with brass hinges complete :
1.7.1 | Solid PVC (IS 2548 marked) grade-I Black for EWC. | Each | 402
1.7.2 | -do- White. | Each | 485
1.7.3 | -do- Coloured. | Each | 501
1.7.4 | -do- White. | Each | 352
1.7.5 | -do- Coloured. | Each | 402
1.8 | P & F C.P. lugs for toilet seat cover. | Pair | 79
1.9 | Labour charges for removing W.C. pan (any type) of all sizes with care including all necessary fittings P or S trap. | Each | 286
1.1 | P & F White glazed Conversion Bend for W.C. from P trap to S trap. . | Each | 146
1.11 | P & F vitreous china P trap of approved quality | Each | 215
1.12 | Add extra if C.I.P trap is used in place of Vitreous china P trap for W.C. | Each | 544
1.13 | P & F White Vitreous China Double Syphonic European W.C. (I.S:2556Mark) with mounted W.V.C. flushing cistern of (IS : 2556 Mark) of 10 litre capacity complete with all necessary internal fittings including cutting and making good the wall and floor. | Each | 12114
URINALS:
1.14 | P & F lst quality WVC Urinal (IS:2556 mark) with 25mm dia G.I. waste pipe, dome waste couplings, concealed iron brackets or screws etc complete.
1.14.1 | Flat Back (small) size 456x355x265mm. | Each | 1832
1.14.2 | Flat Back (large) or half stall size 610x400x80mm. | Each | 4637
1.14.3 | Mini stall size 455x385x350mm. | Each | 2287
1.15 | P & F W.V.C. Urinal Partition Plate of approved standard make of size 630x315mm including making good the wall. | Each | 994
1.16 | P&F Marble Urinal Partition slab both sides polished of approved design cut from marble size 900x600mm.
1.16.1 | Makrana II quality marble having light spots | Each | 923
1.16.2 | Makrana `Albeta` Marble having light streaks. | Each | 862
1.16.3 | Makrana `Adanga` or Raj Nagar 1St Quality White or Andhi Indo-Italian marble. | Each | 801
1.17 | P & F W.V.C. Half-Round Channel of approved make in C.M. 1:3, joints finished in white cement of:
1.17.1 | Size 100mm dia. | Mtr. | 585
1.17.2 | Size 150mm dia. | Mtr. | 757
1.18 | P & F W.V.C. (IS: 2556 Mark) Squatting Urinal of standard make complete. Including cutting & making good the floor:
1.18.1 | Size 450x350mm | Each | 853
1.19 | Labour charges for removing and refixing of urinals (all type & sizes) including all necessary fittings. | Each | 339
1.2 | P & F Low level Flushing Cistern of 10 litres capacity (IS : 2556 mark) of approved make with complete fittings C.I. brackets duly painted, brass ball cock with ball (IS: 1703 mark) complete including cutting and making good the wall:
1.20.1 | WVC with C.P. brass bend. | Each | 2483
1.20.2 | PVC with PVC bend as per IS : 7231 . | Each | 1291
1.20.3 | PVC with PVC bend and superior internal fittings as per IS : 7231 . | Each | 1645
1.20.4 | WVC for symphonic EWC. | Each | 2599
1.20.5 | PVC with CP brass long band as per IS : 7231 . | Each | 1491
1.21 | P & F Automatic Flushing Cistern of first quality (IS : 774 mark) of approved make fitting, siphon with copper tube, C.I. brackets complete including cutting and making good the wall.
| WVC (as per IS : 2556) 10 litres. | Each | 1087
Note :- | Deduct if plastic syphon is used. | Each | 90
1.22 | P & F Flush Pipe of approved make with complete fittings for high level flushing cistern:
1.22.1 | G.I. `B` class (Concealed) 25mm. | Each | 439
1.22.2 | G.I. `B` class (Concealed) 32 mm. | Each | 513
1.22.3 | PVC exposed (heavy) 32mm. | Each | 168
1.22.4 | GI (Sheet) hot galvanized exposed (10 litres). | Each | 254
1.23 | P & F WVC (10 litres) low-level flushing cistern with cover. | Each | 828
1.24 | P & F WVC (10 litres) low-level flushing cistern cover only | Each | 306
1.25 | P & F WVC syphon with plunger plate only. | Each | 244
1.26 | P & F WVC Auto cistern with cover only. | Each | 462
1.27 | P & F WVC Auto cistern cover only. | Each | 145
1.28 | P & F C.P. brass Urinal Flush Pipe set complete with flanged brackets of approved make.
1.28.1 | For 4 Urinals | Each | 1331
1.28.2 | For 3 Urinals | Each | 1068
1.28.3 | For 2 Urinals | Each | 736
1.28.4 | For 1 Urinal | Each | 504
1.29.1 | P & F C.P. brass Urinal Spreader for stall urinal of approved make. | Each | 363
1.29.2 | P & F Synthetic (PTMT) Urinal Spreader for stall urinal of approved make. | Each | 246
1.30.1 | P & F C.P. brass Doom Waste Coupling 32 mm dia. | Each | 152
1.30.2 | P & F C.P. brass Doom Waste Coupling 40 mm dia. | Each | 206
1.31 | P & F Plastic Syphon of approved make for automatic flush tank. | Each | 157
1.32 | P & F Copper tube Syphon for auto flush tank. | Each | 375
1.33 | Removing and re-fixing of wash hand basin including all necessary fittings. | Each | 239
1.34 | P & F metal brackets duly painted including cutting & making good the wall. | Pair | 165
1.35 | P & F C.P. Brass flush Valve with C.P. flush bend of approved make.
1.35.1 | Lever type with Elbow 32 mm dia | Each | 3072
1.35.2 | Push type with Elbow 32 mm dia | Each | 3209
1.35.3 | Concealed type for 115 mm thick wall | Each | 3674
1.35.4 | Concealed type for 230 mm thick wall | Each | 3793
1.35.5 | Economy model 25 mm dia. | Each | 2196
1.35.6 | Economy model 32 mm dia. | Each | 2404
WASH BASINS:
1.36 | P & F WVC Wash basin (Ist quality IS:2556 Mark) of approved make with C.I. brackets duly painted 1 No. 15 mm C.P. Pillar cock (IS:8934 Mark) & 32 mm C.P. brass waste coupling of approved make, P.V.C Waste pipe with PVC nut 32 mm complete including cutting & making good the wall :
1.36.1 | Size 450 mm x 300 mm | Each | 2268
1.36.2 | Size 510 mm x 400 mm | Each | 2408
1.36.3 | Size 550 mm x 400 mm | Each | 2598
1.36.4 | Size 580 mm x 450 mm | Each | 2745
1.36.5 | Size 610 mm x 510 mm | Each | 3477
1.36.6 | Size 400 mm x 400 mm or 450 mm x 390 mm Corner | Each | 2232
1.36.7 | 460 dia for counter top | Each | 2957
1.36.8 | Size 550 mm x 400 mm dia for counter top | Each | 2994
1.36.9 | Size 630 mm x 500 mm dia for counter top | Each | 3265
1.36.10 | Add extra for using 25mm GI waste pipe instead of PVC waste pipe | Each | 90
1.37 | P & F Terrazzo (Mosaic) wash hand basin with supporting brackets waste coupling and PVC waste pipe complete, including painting of brackets making good the walls:
1.37.1 | 450 mm x 280 mm | Each | 1058
1.37.2 | 550 mm x 400 mm | Each | 1142
KITCHEN & LAB. SINKS:
1.38 | P & F Kitchen & Lab. Sink of approved make with C.I. brackets duly painted, 40 mm C.P. waste coupling, C.P. Brass chain with rubber plug, 40 mm G.I. waste pipe up-to floor level complete including cutting and making good the wall & floor :
1.38.1 | Fire clay glazed kitchen sink (I.S 771-1985 Marked) size 600 x 450 x 250mm. | Each | 3890
1.38.2 | Fire clay glazed kitchen sink (I.S 771-1985 Marked) size 600 x 450 x 200 mm. | Each | 3743
1.38.3 | WVC Lab sink (IS:2556 mark) size 530 x 430 x 180 mm | Each | 2754
1.38.4 | WVC Lab sink (IS:2556 mark) size 500 x 350 x 150 mm | Each | 2278
1.38.5 | WVC Lab sink (IS:2556 mark) size 450 x 300 x 150 mm | Each | 2059
1.38.6 | Mosaic fine polished kitchen sink size 600 x 450 x 200mm. | Each | 1619
1.38.7 | Mosaic fine polished kitchen sink size 450 x 450 x 200mm. | Each | 1430
1.38.8 | Mosaic fine polished kitchen sink size 600 x 450 x 200 mm with 600 x 450mm drain board | Each | 1839
1.38.9 | 1.0 mm thick stainless steel AISI -304 & IS 13983-1994 kitchen sink of approved make as per Engineer-in-charge with large waste coupling.
Overall size Bowl size
(inches) (inches)
1.38.9.1 | 18 x 16 x 6 16x14x6 | Each | 3817
1.38.9.2 | 22 x 18 x 7 20x16x7 | Each | 4330
1.38.9.3 | 24 x 18 x 8 20x16x8 | Each | 5062
1.38.9.4 | 37 x 18 x 7 17x15x7 (with drain board) | Each | 5576
1.38.9.5 | 45 x 20 x 8 20x16x8 (with drain board) | Each | 8725
Note :- | Deduct for item No 1.40.9 for using any other make than specified above. | Each | 35%
1.39 | P & F Drain Board of approved make with C.I. brackets duly painted complete including cutting & making good the wall:
1.39.1 | WVC (I.S.: 2556 Mark) size 530 x 450mm | Each | 1200
1.39.2 | Mosaic fine polished size 600 x 450 | Each | 407
1.4 | P & F 1st quality WVC pedestal for wash basin. | Each | 1444
MISCELLANEOUS
1.41 | P & F Bottle Trap of approved make :
1.41.1 | C.P Brass 32 mm | Each | 584
1.41.2 | C.P Brass 40 mm | Each | 633
1.41.3 | Synthetic Material (PTMT)32 mm | Each | 512
1.41.4 | Synthetic Material (PTMT)42 mm | Each | 572
1.41.5 | P.V.C | Each | 130
1.42 | P& F waste Coulping with fittings of approved quality /make:
1.42.1 | C.P Brass 32 mm dia | Each | 143
1.42.2 | C.P Brass 40 mm dia | Each | 218
1.42.3 | C.P. Brass 50 mm dia | Each | 262
1.42.4 | SS 125 mm | Each | 305
1.43 | P& F waste Pipe with all fitting
1.43.1 | P.V.C with C.P nut 32 mm | Each | 145
1.43.2 | P.V.C with PVC nut 32 mm | Each | 61
1.43.3 | P.V.C. with C.P. nut 40 mm dia | Each | 157
1.43.4 | G.I(B class) 32mm | Each | 224
1.43.5 | G.I(B class) 40 mm | Each | 297
1.44 | P & F Bevelled edge Mirror/mirror with teak wood lipping around of special glass of approved make as per direction of Engineer-in-charge complete with 6mm thick commercial ply base fixed to wooden screws & washers.
1.44.1 | Size 600 x 450mm x 4 mm thick | Each | 575
1.44.2 | Other sizes | Sqm. | 1538
Note :- | For other quality mirrors from approved make mirrors deduct 30%
1.45 | P & F Looking Mirrors with P.V.C. frame of approved make as per direction of Engineer-in-charge
1.45.1 | Size 500x400mm | Each | 351
1.45.2 | Oval shape 450x350 mm | Each | 514
1.45.3 | Round 500mm dia | Each | 549
Note :- | For other quality mirrors from approved make mirrors deduct 30%
1.46 | P & F Toilet Shelf of approved quality/make:
1.46.1 | W.V.C. (I.S.: 2556 Mark) Size 300mm | Each | 440
1.46.2 | W.V.C. (I.S.: 2556 Mark) Size 550 mm | Each | 520
1.46.3 | Synthetic Material with tumbler of approved quality/make size 470 x 114 x 36mm | Each | 431
1.46.4 | Hard Plastic of approved make as per direction of EI of size 590x140mm | Each | 520
1.46.5 | Acrylic shelf on C.P. brass casted brackets & guard rail of approved make as per direction of EI of size 550x125mm | Each | 997
1.46.6 | Glass Shelf with edges rounded off Anodised Aluminium angle frame & C.P. brass brackets & guard rail size 600x120mm | Each | 361
1.47 | P & F Towel Rail or Ring of approved quality/make:
1.47.1 | C.P. brass Towel Rail elbow type with concealed screws size 450mm (Heavy duty). | Each | 468
1.47.2 | C.P. brass Towel Rail elbow type with concealed screws size 600 mm (Heavy duty). | Each | 516
1.47.3 | C.P. brass towel rail with brackets 450 x 20mm. | Each | 296
1.47.4 | C.P. brass towel rail with brackets 600 x 20mm. | Each | 337
1.47.5 | Synthetic Material(PTMT) of approved quality/make size 525 x90 x 75mm | Each | 152
1.47.6 | Synthetic Material(PTMT) of approved quality/make size 675 x90 x 75mm | Each | 165
1.47.7 | WVC (1stquality, IS2556 Marked) of approved make. Recessed towel Hanger size 108 x 108mm. | Each | 144
1.47.8 | C.P. Brass Towel Ring revolving type | Each | 254
1.47.9 | Synthetic Material (PTMT) Towel Ring of approved quality/make. | Each | 165
1.48 | P & F Grating of approved quality/make:
1.48.1 | Stainless Steel Sheet size 125mm dia. | Each | 62
1.48.2 | Stainless Steel Sheet size 125mm dia. Heavy Quality of approved make | Each | 97
1.48.3 | Synthetic Material(PTMT) of approved quality/make size 125mm dia. | Each | 89
1.48.4 | (-do-) 150mm dia. | Each | 97
1.48.5 | (-do-) Square 150 x 150 x 8mm. (Anti Cockroach) | Each | 358
1.48.6 | C.P. brass with frame (Heavy) & superior quality size 125mm dia. | Each | 131
1.48.7 | (-do-) Light & superior quality size 125mm dia | Each | 55
1.48.8 | Cast Iron. | Each | 69
1.49 | P & F Liquid Soap Container with brackets complete of approved make:
1.49.1 | C.P. brass | Each | 238
1.49.2 | Synthetic Material of approved quality/make: | Each | 164
1.5 | P & F Tooth Paste & Brush Holder of approved quality/make:
1.50.1 | C.P. brass | Each | 127
1.50.2 | C.P. brass (Heavy and Superior quality) | Each | 520
1.50.3 | Stainless Steel | Each | 319
1.51 | P & F Toilet Paper Holder with rod of approved quality/make:
1.51.1 | C.P. brass | Each | 223
1.51.2 | C.P. brass heavy & Superior quality. | Each | 602
1.51.3 | WVC (1stquality, IS 2556 Marked) recessed size 150x150mm. | Each | 305
1.51.4 | (-do-) exposed (-do-) | Each | 238
1.52 | P & F Soap Dish or Tray of approved quality/make
1.52.1 | C.P. brass | Each | 127
1.52.2 | C.P. brass heavy and superior quality. | Each | 156
1.52.3 | WVC (1st Quality, IS 2556 Marked) recessed size 150 x 150 mm. | Each | 283
1.52.4 | (-do-) 200 x100mm. | Each | 327
1.52.5 | (-do-) Soap tray 170mm. | Each | 245
1.52.6 | (-do-) Soap Dish 380mm. | Each | 327
1.53 | P & F Twin- peg of approved quality / make
1.53.1 | C.P. brass | Each | 79
1.53.2 | C.P. brass (heavy)Superior quality | Each | 149
1.53.3 | Acrylic | Each | 76
1.54 | P & F Shower arm 15mm dia of approved quality/make.
1.54.1 | C.P.brass heavy & superior quality 150mm Projection. | Each | 198
1.54.2 | (-do-) size 220mm(-do-) | Each | 307
1.54.3 | (-do-) size 300mm.(-do-) | Each | 337
1.54.4 | (-do-) size 370mm.(-do-) | Each | 376
1.55 | P & F Bath Shower of approved quality/make.
1.55.1 | C.P. brass fixed. | Each | 149
1.55.2 | C.P. brass of Heavy & superior quality 150mm. | Each | 376
1.55.3 | C.P. brass of Heavy & superior quality, revolving with adjustable key 150mm. | Each | 573
1.56 | P & F Extension Pipe for bib cocks of approved quality/make.
1.56.1 | C.P. brass of Heavy & Superior quality 50x15mm | Each | 85
1.56.2 | (-do-) 100 X 15mm. | Each | 119
1.56.3 | (-do-) 150 X 15mm. | Each | 168
1.57 | P & F Acrylic Toilet accessories set consisting of Towel rail, shelf, towel ring, soap dish, paste & brush holder & twin peg of approved quality/make. | Each | 1179
1.58 | Labour Charges for removing WVC pan:
1.58.1 | Indian/Orissa pan | Each | 227
1.58.2 | European W.C. | Each | 227
1.58.3 | Flushing cistern | Each | 96
1.59 | P & F Jet spray for water closet with C.P. Copper Tube flange of approved make. | Each | 381
1.6 | Providing & fixing C.P.flange for 15mm dia taps. | Each | 18
1.61 | Providing and fixing 1st quality standard white, grey, ivory, fume red brown, light green, light blue and other light shades glazed tiles confirming to code IS : 15622 of size 200mm x 300mm in walls, floors, steps, pillars etc. laid on a bed of neat cement slurry finished with flush pointing in the white cement mixed with pigment to match the shade of the tile complete (excluding the cost of cement plaster on walls and pillar). | Sqm. | 674
1.62 | Providing and fixing 1st quality MAT finished ceremic tile size 300x300mm confirming to code IS : 15622 colour such as white, grey, ivory, fume red brown, light green, light blue and other light shades in floors, steps, pillars etc. laid on a bed of neat cement slurry finished with flush pointing in the white cement mixed with pigment to match the shade of the tile complete (including the cost of cement mortar bed 1:4). | Sqm. | 748
1.63 | Extra for using Marble printed / Granite shade or dark shade tiles instead of white, grey, ivory, fume red brown, light green, light blue and other light shades in glazed tiles and MAT finished tiles. | Sqm | 10%
1.64 | Extra for using size above 200x300mm in glazed tiles and for using 400mm x 400mm MAT finished tiles in place of 300mm x 300mm size. | Sqm | 10%
1.65 | P & F C.P. Health Faucet with 1Mtr. Long Tube & Hook of approved make and heavy as per direction of Enginner-in-Charge | Each | 605
1.66 | P & F C.P. brass Urinal Spreader for Large Urinal of heavy duty of approved make as per direction of Enginner-in-Charge | Each | 617
1.67 | Removing & Re fixing of P.V.C. Cistern fittings (Syphon, Ball cock & Handle Set) complete as per direction of Enginner-in-Charge | Each | 468
1.68 | Providing & Fixing Premium Quality white glazed vitreous china Sanitary Wares (IS:2556 Mark) of approved make as per direction of Engineer-in-charge including cutting and making good the wall and floor.
1.68.1 | W.C. orissa pan with 100 mm vitreous china P or S trap (Size 580x440 mm.) | Each | 3065
1.68.2 | Universal (anglo-Indian type) with P or S trap | Each | 6386
1.68.3 | Wall Mounting European type W.C. | Each | 9072
1.68.4 | Double Syphonic European W.C. with mounted W.V.C. flushing cistern of 10 litre capacity complete with all necessary internal fittings with Hydraulic seat cover. | Each | 17839
1.69 | Providing & Fixing premium qulaity WVC Urinal with PVC waste pipe, dome couplings, concealed iron brackets or screws etc. complete.
1.69.1 | Flat Back (small) size 440x265x315 mm. | Each | 2619
1..69.2 | Flat Back (large) or half stall size 590x375x390 mm. | Each | 6246
1.7 | Providing & Fixing premium qulaity W.V.C. Urinal Partition plate of size 630x315 mm | Each | 2636
1.71 | Providing & Fixing premium qulaity WVC Wash basin with C.I. brackets duly painted & 32 mm C.P. brass waste coupling of approved make with PVC waste pipe complete
1.71.1 | Size 550 mm x 400 mm | Each | 2334
1.71.2 | Size 550 mm x 400 mm dia for counter top. | Each | 3372
1.72 | P & F Premiumquality water closet Seat Covers with brass hinges complete Solid PVC (ISI marked) grade-I White for EWC. | Each | 714
1.73 | P & F Premium quality Low level Flushing Cistern of 10 litres capacity (IS:2556 mark) of approved make as per Engineer-in-charge with complete fittings C.I. brackets duly painted, brass ball cock with ball, (IS:1703 mark) complete including cutting and making good the wall : | Each | 1823
1.74 | P&F Looking Mirror 5mm thick of approved make with ornamental frame size 50x12 with 6mm Ply Board on Back Side Complete as per approved sample | Sqm | 2544
1.75 | Supply of Hydraulic Seat Cover for Europeon WC of superior quality approved make in white Colour | Each | 4057
1.76 | Providing & Fixing chair for wall hung W.C. | Each | 1604
1.77 | Providing & Fixing Concealed cistern with Floor mounting frame and flush plate of superior quality and approved sample by Engineer-in-charge. | Each | 8187
1.78 | Providing and fixing new spindle for Bib cock/pillar cock for repairing purpose to solve leakage and proper functioning of tap. | Each | 114
1.79 | Providing & Fixing premium quality Toilet corner Glass Shelf size 225x225mm with C.P. brass brackets & guard rail edges rounded of SS frame | Each | 1562
1.8 | Providing & Fixing premium quality waste coupling 32mm half thread as per approved by Engineer in Charge. | Each | 519
1.81 | Providing & Fixing Premium quality Bottle trap internal portion 32mm, size 250mm long wall connection pipe & wall flange as per approved by Engineer in Charge. | Each | 1599

## BSR_S2
CHAPTER : S-2
WATER SUPPLY INSTALLATION
Chapter Code No | Description | Unit | Rate (Rs.)
1 | 2 | 3 | 4
GALVANISED IRON PIPES
2.1 | P & F G.I. pipes (Internal Work) with G.I. Fittings excluding union (IS:1239 Mark) & MS clamps including cutting and making good the walls and floors:
(a) | Exposed on wall
2.1.1 | 15 mm dia nominal bore
| 'A' Class | Mtr. | 202
| 'B' Class | Mtr. | 230
2.1.2 | 20mm dia nominal bore
| 'A' Class | Mtr. | 264
| 'B' Class | Mtr. | 282
2.1.3 | 25mm dia nominal bore
| 'A' Class | Mtr. | 326
| 'B' Class | Mtr. | 360
2.1.4 | 32mm dia nominal bore
| 'A' Class | Mtr. | 358
| 'B' Class | Mtr. | 436
2.1.5 | 40mm dia nominal bore
| 'A' Class | Mtr. | 490
| 'B' Class | Mtr. | 531
2.1.6 | 50mm dia nominal bore
| 'A' Class | Mtr. | 606
| 'B' Class | Mtr. | 673
2.1.7 | 65mm dia nominal bore
| 'A' Class | Mtr. | 734
| 'B' Class | Mtr. | 793
2.1.8 | 80mm dia nominal bore
| 'A' Class | Mtr. | 838
| 'B' Class | Mtr. | 963
(b) | Concealed pipe in wall including painting with anticorrosive bitumen paint
2.1.9 | 15 mm dia nominal bore
| 'A' Class | Mtr. | 217
| 'B' Class | Mtr. | 242
2.1.10 | 20mm dia nominal bore
| 'A' Class | Mtr | 261
| 'B' Class | Mtr | 278
2.1.11 | 25mm dia nominal bore
2.1.11.1 | A' Class | Mtr | 342
2.1.11.2 | B' Class | Mtr | 429
2.2 | P & F G.I. Pipes (External Work) with G.I. fittings excluding union (IS : 1239 Mark) including trenching & refilling earth etc.
2.2.1 | 15mm dia nominal bore
| 'A' Class | Mtr. | 163
| 'B' Class | Mtr. | 190
2.2.2 | 20mm dia nominal bore
| 'A' Class | Mtr. | 206
| 'B' Class | Mtr. | 222
2.2.3 | 25mm dia nominal bore
| 'A' Class | Mtr. | 245
| 'B' Class | Mtr. | 278
2.2.4 | 32mm dia nominal bore
| 'A' Class | Mtr. | 303
| 'B' Class | Mtr. | 342
2.2.5 | 40mm dia nominal bore
| 'A' Class | Mtr. | 362
| 'B' Class | Mtr. | 395
2.2.6 | 50mm dia nominal bore
| 'A' Class | Mtr. | 436
| 'B' Class | Mtr. | 491
2.2.7 | 65mm dia nominal bore
| 'A' Class | Mtr. | 576
| 'B' Class | Mtr. | 622
2.2.8 | 80mm dia nominal bore
| 'A' Class | Mtr. | 666
| 'B' Class | Mtr. | 772
2.2.9 | 100mm dia nominal bore
| 'A' Class | Mtr. | 893
| 'B' Class | Mtr. | 1064
2.2.10 | 125mm dia nominal bore
| 'A' Class | Mtr. | 1297
| 'B' Class | Mtr. | 1455
2.3 | Making connection of G.I. distribution branch with G.I. main including all fitting.
2.3.1 | Upto 25mm dia | Each | 265
2.3.2 | Beyond 25mm & upto 100mm dia | Each | 389
2.4 | Fixing water meter (IS: 779 mark) and stop cock in G.I. pipe line including making chamber of approved size excluding cost of water meter & stop cock. | Each | 308
2.5 | P & F water meter (IS : 779 mark) of approved make.
2.5.1 | 15mm dia | Each | 949
2.5.2 | 20mm dia | Each | 1734
2.5.3 | 25 mm dia | Each | 2378
COCKS, MIXERS, DIVERTORS & VALVES
Note:
(a) | The rates are for ISI marked item.
(b) | If the items are Non- ISI marked, reduce the rate by 25%.
2.6 | P & F Pilllar Cocks (IS :8931 : 1993 Mark) of superior quality and approved make: |  |  | IS 8931 : 1993
2.6.1 | C.P. Pillar cock, 15 mm dia nominal bore | Each | 779
2.6.2 | C.P. Pillar cock Elbow action, 15 mm nominal bore. | Each | 820
2.6.3 | C.P. Pillar cock fancy type ,15mm nominal bore. | Each | 914
2.6.4 | C.P. Pillar cock, Swan-neck with casted spout, 15mm nominal bore. | Each | 1246
2.6.5 | C.P. Pillar cock, high-neck, 15 mm nominal bore. | Each | 779
2.6.6 | Synthetic Material (PTMT) Pillar cock of approved quality / make 15mm nominal bore. | Each | 388
2.7 | P & F Bib Cock (IS : 8931 Mark), Superior quality of approved make:
2.7.1 | Brass 400 gm,15mm nominal bore. | Each | 298
2.7.2 | P.V.C.heavy duty, 15mm nominal bore. | Each | 106
2.7.3 | C.P. Brass bib cock,15mm nominal bore. | Each | 590
2.7.4 | (-do-) Long body, 15mm nominal bore weight not less than 690 gm | Each | 783
2.7.5 | (-do-) Long nose, 15mm nominal bore weight not less than 810 gm | Each | 1008
2.7.6 | (-do-) Elbow-action, 15mm nominal bore. | Each | 953
2.7.7 | Synthetic Material(PTMT) bib cock of approved quality/ make, nominal bore, 15mm, 86 mm long. | Each | 187
2.7.8 | (-do-) Fancy Type, 122 mm long. | Each | 232
2.7.9 | (-do-) Long Body, 175 mm long | Each | 295
2.8 | P & F Stop Cock (IS :8931 Mark), superior quality & of approved make:
2.8.1 | Brass 400 gm. 15mm nominal bore. | Each | 319
2.8.2 | (-do-) 750 gm. 20 mm nominal bore. | Each | 460
2.8.3 | (-do-) 1350gm. 25 mm nominal bore. | Each | 729
2.8.4 | C.P. Brass 15mm nominal bore. | Each | 477
2.8.5 | (-do-) Concealed Stop Cock 15mm. | Each | 1009
2.8.6 | Synthetic material (PTMT) stop cock of approved quality/make 15mm. | Each | 231
2.8.7 | (-do-) Concealed stop cock 15mm | Each | 259
2.9 | P & F Sink Cocks of superior quality & approved made :
2.9.1 | C.P. Sink cock swinging spout 15mm. | Each | 977
2.9.2 | (-do-) Casted Spout 15 mm. | Each | 977
2.1 | P & F Push Cock superior quality, of approved make
2..10.1 | C.P. Brass 15 mm. | Each | 370
2.10.2 | Synthetic Material (PTMT) push cock of approved quality/make 15mm. | Each | 205
2.11 | P & F Ball Cock (IS :1703 Mark) with Rod & P.V.C. Ball complete :
2.11.1 | Brass wt. Not less than 300 gm,15mm. | Each | 314
2.11.2 | Brass wt.Not less than 400 gm, 20mm. | Each | 372
2.11.3 | (-do-) wt.Not less than 600 gm, 25mm. | Each | 440
2.11.4 | (-do-) wt.Not less than 800 gm, 32mm. | Each | 480
2.11.5 | (-do-) wt.Not less than 1000 gm 40mm.: | Each | 728
2.11.6 | (-do-) wt.Not less than 1200 gm 50mm. | Each | 789
2.11.7 | Synthetic material (PTMT) of approved make 15mm nominal size. | Each | 277
2.11.8 | (-do-) 20 mm nominal size. | Each | 383
2.11.9 | (-do-) 25 mm nominal size. | Each | 710
2.11.10 | (-do-) 50 mm nominal size. | Each | 1841
2.12 | P & F Inlet Connection (Angle Valves) Superior quality, of approved make, for Wash basin, Gyser etc.
2.12.1 | C.P. Inlet connection 15mm.Brass (IS : 8931 marked) | Each | 501
2.12.2 | ---do--- with 37 cm long pipe and nut. | Each | 590
2.12.3 | ---do--- with 60 cm long thread and nut | Each | 626
2.12.4 | Synthetic Material (PTMT) Inlet connection of approved quality/make 15 mm nominal size. | Each | 240
2.13 | P & F 15 mm. Dia Connection Pipe of approved quality/make :
2.13.1 | PVC pipe with C.P. Brass nuts upto length, 300mm | Each | 73
2.13.2 | (-do-) upto length 370mm | Each | 79
2.13.3 | (-do-) 450mm. | Each | 101
2.13.4 | (-do-) 600mm. | Each | 116
2.13.5 | CP Brass Pipe with CP Brass nuts upto length 300mm. | Each | 97
2.13.6 | (-do-) 370mm. | Each | 123
2.13.7 | (-do-) 450mm. | Each | 136
2.13.8 | (-do-) 600mm. | Each | 176
2.14 | P & F Flush Cock / Flush Valve (IS : 9758 Mark) for WC of approved quality make :
2.14.1 | CP brass push type 15mm nominal bore. | Each | 358
2.14.2 | (-do-) 20mm nominal bore. | Each | 541
2.14.3 | (-do-)exposed 25mm nominal bore. | Each | 961
2.14.4 | (-do-) 32mm nominal bore. | Each | 1301
2.14.5 | (-do-) concealed 25mm nominal bore. | Each | 975
2.14.6 | (-do-) concealed 32mm nominal bore. | Each | 1422
2.14.7 | (-do-) Half-turn exposed 25mm nominal bore. | Each | 783
2.14.8 | (-do-) Concealed 25mm nominal bore. | Each | 902
2.14.9 | Brass / Gun metal Half-turn wt. 1 Kg. of approved quality / make, 25mm nominal bore. | Each | 551
2.14.10 | CP Brass flush valve 32mm nominal bore | Each | 1993
2.15 | P & F Full-way Valve (IS:778 Mark) or wheel valve of approved make :
2.15.1 | Gun-metal 15mm nominal bore. | Each | 227
2.15.2 | (-do-) 20mm nominal bore. | Each | 358
2.15.3 | (-do-) 25mm nominal bore. | Each | 529
2.15.4 | (-do-) 32mm nominal bore. | Each | 703
2.15.5 | (-do-) 40mm nominal bore. | Each | 1074
2.15.6 | (-do-) 50mm nominal bore. | Each | 1464
2.15.7 | (-do-) 65mm nominal bore. | Each | 1783
2.15.8 | (-do-) 80mm nominal bore. | Each | 2670
2.15.9 | (-do-)100 mm dia nominal bore | Each | 4400
2.16 | P & F Gun-metal Non-return Valve or Check Valve (IS : 778 Make) of approved make, superior quality:
2.16.1 | 15mm nominal bore.
(a) | Horizontal | Each | 272
(b) | Vertical | Each | 238
2.16.2 | 20mm nominal bore.
(a) | Horizontal | Each | 343
(b) | Vertical | Each | 304
2.16.3 | 25mm nominal bore.
(a) | Horizontal | Each | 496
(b) | Vertical | Each | 403
2.16.4 | 32mm nominal bore.
(a) | Horizontal | Each | 697
(b) | Vertical | Each | 583
2.16.5 | 40mm nominal bore.
(a) | Horizontal | Each | 970
(b) | Vertical | Each | 741
2.16.6 | 50mm nominal bore.
(a) | Horizontal | Each | 1416
(b) | Vertical | Each | 964
2.17 | P & F Flush Valve (Hydraulic) with level complete (IS : 9758 Mark) of approved make :
2.17.1 | 32mm nominal bore. | Each | 2650
| 25mm nominal bore. | Each
2.18 | P & F Oxidised Gas Taps, Bench-type of superior quality and approved make:
2.18.1 | One way | Each | 230
2.18.2 | Two way | Each | 309
2.18.3 | Three way | Each | 389
2.18.4 | Four way | Each | 457
2.19 | P & F Chromium plated Swan-neck Laboratory Cock of approved quality / make:
2.19.1 | One way | Each | 384
2.19.2 | Two way | Each | 525
2.19.3 | Three way | Each | 631
2.19.4 | Four way | Each | 691
2.2 | P & F Spouts of superior quality and approved make:
2.20.1 | C.P. brass spout | Each | 662
2.20.2 | (-do-) Extra heavy with flange. | Each | 810
2.21 | P & F Mixing Range (15mm)
2.21.1 | C.P. One hole/close hole basin mixer with casted spout. | Each | 1740
2.21.2 | (-do-) with swinging spout casted. | Each | 2001
2.21.3 | C.P. sink mixer with swinging spout J-pipe. | Each | 1876
2.21.4 | (-do-) With casted spout. | Each | 1936
2.21.5 | C.P. valve mixer non-telephonic type. | Each | 1800
2.21.6 | C.P. wall mixer telephonic type crutch & telephonic shower. | Each | 3179
2.21.7 | (-do-) without crutch & telephonic shower. | Each | 2541
2.21.8 | C.P. Bath-tub mixer without telephonic shower but with crutch. | Each | 3146
2.21.9 | C.P. Surgical basin mixer elbow action. | Each | 2541
2.21.10 | (-do-) with shower (wall type) | Each | 4580
2.22 | P & F Divertors of superior quality and approved make:
2.22.1 | C.P. brass Tip-tone divertor bath spout with mixing valve. | Each | 2556
2.22.2 | (-do-) Three way (-do-) | Each | 2456
2.22.3 | (-do-) Two way with 22Cm. Pipe flange | Each | 1410
2.23 | P & F foot valve of superior quality and approved make with fittings :
2.23.1 | Brass 25 mm. | Each | 172
2.23.2 | CI 50 mm | Each | 431
2.23.3 | CI 65 mm | Each | 543
2.23.4 | CI 80 mm | Each | 831
2.23.5 | CI 100 mm | Each | 1650
2.24 | P & F Precast R.C.C. Water Storage Tank with R.C.C. cover 25mm thick and 15 Cm. Long G.I. over-flow pipe including making connections etc. & hoisting upto 1M. ht. From ground level having:
2.24.1 | 340 litres water capacity size 90 x 75 x 60 Cm. | Each | 932
2.24.2 | 270 litres water capacity size 90 x 60 x 60 Cm. | Each | 756
2.25 | Hoisting Charges of precast R.C.C. water storage tank on each floor :
2.25.1 | 340 litres water capacity. | Each | 218
2.25.2 | 270 litres water capacity. | Each | 162
2.26 | P & F PVC Storage Tank ISI Marked (IS : 12701) indicating the BIS license No), of approved make with cover, 25mm dia 1M long G.I. over-flow pipe & 25 Cm. long wash out pipe with plug & socket, including making connection etc., complete of approved design:
2.26.1 | 200 litres capacity. | Each | 1569
2.26.2 | 300 (-do-) | Each | 2352
2.26.3 | 500 (-do-) | Each | 3920
2.26.4 | 750 (-do-) | Each | 5881
2.26.5 | 1000 (-do-) | Each | 7841
2.26.6 | 2000 (-do-) | Each | 15682
2.26.7 | 3000(-do-) | Each | 23522
2.26.8 | 5000(-do-) | Each | 39204
2.27 | Hoisting Charges for each floor :
2.27.1 | For items 2.26.1 to 2.26.4 | Each | 110
2.27.2 | For items 2.26.5 to 2.26.8 | Each | 157
2.28 | Providing and fixing Bitumen Paint Coating over G.I. Pipes Complete as per Specifications. –
2.28.1 | 15 mm dia | Rmt. | 1.5
2.28.2 | 20 mm dia | Rmt. | 2
2.28.3 | 25 mm dia | Rmt. | 2.5
2.28.4 | 40 mm dia | Rmt. | 4
2.29 | Providing and fixing Polyethylene - Aluminium -Polyethylene (PE-AL-PE) Composite Pressure Pipes as per 15450 : 2004 U.V. stablised with carbon black having thermal stabillity for hot and cold water supply, capable to withstand temperature upto 80ºC including all special fittings of composite material (engineering plastic blend and brass inserts wherever required) e.g. elbows, tees, reducers, couplers connectors etc.with clamps at 1.00 metre spacing.This include the cost of cutting chases and including testing of joints complete as per direction of Engineer In charge Internal work - Exposed on Wall
2.29.1 | 1216 (16mm OD) pipe | Metre | 235
2.29.2 | 1620 (20mm OD) pipe | Metre | 270
2.29.3 | 2025 (25mm OD) pipe | Metre | 328
2.29.4 | 2532 (32mm OD) pipe | Metre | 435
2.29.5 | 3240 (40mm OD) pipe | Metre | 559
2.3 | Providing and fixing Polyethylene - Aluminium -Polyethylene (PE-AL-PE) Composite Pressure Pipes as per 15450 : 2004 U.V. stablised with carbon black having thermal stabillity for hot and cold water supply, capable to withstand temperature upto 80ºC including all special fittings of composite material (engineering plastic blend and brass inserts wherever required) e.g. elbows, tees, reducers, couplers connectors etc.with clamps at 1.00 metre spacing.This include the cost of cutting chases and including testing of joints complete as per direction of Engineer In charge Concealed installation including cutting chases and making good the walls etc. complete.
2.30.1 | 1216 (16mm OD) pipe | Metre | 200
2.30.2 | 1620 (20mm OD) pipe | Metre | 221
2.30.3 | 2025 (25mm OD) pipe | Metre | 261
2.30.4 | 2532 (32mm OD) pipe | Metre | 339
2.30.5 | 3240 (40mm OD) pipe | Metre | 414
2.31 | Providing and fixing Polyethylene - Aluminium -Polyethylene (PE-AL-PE) Composite Pressure Pipes as per 15450 : 2004 U.V. stablised with carbon black having thermal stabillity for hot and cold water supply, capable to withstand temperature upto 80ºC including all special fittings of composite material (engineering plastic blend and brass inserts wherever required) e.g. elbows, tees, reducers, couplers connectors etc.with trenching & refilling and testing of joints complete as per direction of Engineer In charge External work
2.31.1 | 1216 (16mm OD) pipe | Metre | 178
2.31..2 | 1620 (20mm OD) pipe | Metre | 199
2.31.3 | 2025 (25mm OD) pipe | Metre | 239
2.31..4 | 2532 (32mm OD) pipe | Metre | 317
2.31.5 | 3240 (40mm OD) pipe | Metre | 392
2.32 | Supply & fixing G.I. Union ISI marked in G.I. pipe line as required complete in all respect of size :
2.32.1 | 15mm dia nominal bore | Each | 101
2.32.2 | 20mm dia nominal bore | Each | 140
2.32.3 | 25mm dia nominal bore | Each | 164
2.32.4 | 32mm dia nominal bore | Each | 242
2.32.5 | 40mm dia nominal bore | Each | 306
2.32.6 | 50mm dia nominal bore | Each | 463
2.32.7 | 65mm dia nominal bore | Each | 902
2.32.8 | 80mm dia nominal bore | Each | 1041
2.33 | Providing and fixing Superior quality CP Brass fittings of approved make as per direction of Engineer-in-charge
2.33.1 | Pillar Cock 15 mm nominal size | Each | 823
2.33.2 | Swan neck pillar cock 15 mm nominal size | Each | 1580
2.33.3 | Bib Cock with long thread 15 mm nominal size | Each | 823
2.33.4 | Long body Bib Cock 15 mm nominal size | Each | 1084
2.33.5 | Two way Bib Cock 15 mm nominal size | Each | 1174
2.33.6 | Angular stop cock with long thread 15 mm nominal size | Each | 762
2.33.7 | Stop cock long thread | Each | 799
2.33.8 | Stop cock with reduced body | Each | 1016
2.33.9 | Concealed stop cock 15 mm nominal size | Each | 1162
2.33.10 | Sink cock with swinging casted spout (table mounted ) 15 mm nominal size | Each | 1621
2.33.11 | Single lever wash basin mixer with 450 mm long copper connection pipe | Each | 4659
2.33.12 | Central hole basin mixer | Each | 2698
2.33.13 | Wall mixer 3 in 1 system with provision of tetephonic bath shower with bend pipe | Each | 3743
2.33.14 | 600 mm long towel rail | Each | 1801
2.33.15 | Revolving type towel ring | Each | 1101
2.33.16 | Soap dish | Each | 1071
2.33.17 | Double coat hook | Each | 823
2.33.18 | 190 mm rain shower | Each | 5583
2.33.19 | Shower arm | Each | 1210
2.33.20 | Paper holder | Each | 1125
2.33.21 | Hand shower with 8 mm dia 1 mt long PVC tube & wall hook complete | Each | 1832
2.33.22 | Health focet (Premium heavy Quality) as approved by Engineer-in-Charge | Each | 950
2.33.23 | Jet Spray (Premium heavy Quality) as approved by Engineer-in-Charge | Each | 600
2.34 | Providing and fixing 3-layer PP-R (Polypropylene random coplymer ) pipes SDR 7.4 UV stabilized and antimicrobial fusion welded, having thermal stability for hot & cold water supply including all PP-R plain & brass threaded Polypropylene random fittings and fixing the pipe with clamps at 1 metre spacing. This includes testing of joint complete as per direction of Engineer - in charge.( INTERNAL WORK- EXPOSED ON WALL)
2.34.1 | PN-16 Pipe, 16 mm OD | Rm | 173
2.34.2 | PN-16 Pipe, 20 mm OD | Rm | 198
2.34.3 | PN-16 Pipe, 25 mm OD | Rm | 284
2.34.4 | PN-16 Pipe, 32 mm OD | Rm | 397
2.34.5 | PN-16 Pipe, 40 mm OD | Rm | 550
2.34.6 | PN-16 Pipe, 50 mm OD | Rm | 799
2.35 | Providing and fixing 3-layer PP-R (Polypropylene random coplymer ) pipes SDR 7.4 UV stabilized and antimicrobial fusion welded, having thermal stability for hot & cold water supply including all PP-R plain & brass threaded Polypropylene random fittings and fixing the pipe with clamps at 1 metre spacing. This includes cost of cutting chases and making good the same including testing of joint complete as per direction of Engineer - in charge.(CONCEALED WORK INCLUDING CUTTING CHASES AND MAKING GOOD THE WALL ETC.)
2.35.1 | PN-16 Pipe, 16 mm OD | Rm | 237
2.35.2 | PN-16 Pipe, 20 mm OD | Rm | 265
2.35.3 | PN-16 Pipe, 25 mm OD | Rm | 342
2.35.4 | PN-16 Pipe, 32 mm OD | Rm | 455
2.36 | Providing and fixing 3-layer PP-R (Polypropylene random coplymer ) pipes SDR 7.4 UV stabilized and antimicrobial fusion welded, having thermal stability for hot & cold water supply including all PP-R plain & brass threaded Polypropylene random fittings including trenching, refilling and testing of joint complete as per direction of Engineer - in charge. (EXTERNAL WORKS)
2.36.1 | PN-16 Pipe, 16 mm OD | Rm | 156
2.36.2 | PN-16 Pipe, 20 mm OD | Rm | 185
2.36.3 | PN-16 Pipe, 25 mm OD | Rm | 262
2.36.4 | PN-16 Pipe, 32 mm OD | Rm | 376
2.36.5 | PN-16 Pipe, 40 mm OD | Rm | 528
2.36.6 | PN-16 Pipe, 50 mm OD | Rm | 681
2.36.7 | PN-16 Pipe, 63 mm OD | Rm | 1146
2.37 | Providing and fixing Chlorinated Polyvinyl Chloride (CPVC) pipes (IS 15778 : 2007 code) having thermal stability for hot & cold water supply including all CPVC plain & brass threaded fittings i/c fixing the pipe with clamps at 1 metre spacing. This includes jointing of pipes & fittings with one step CPVC solvent cement and testing of joints complete as per direction of Engineer in Charge. (Internal work Exposed on wall)
2.37.1 | 15 mm nominal size | Rm | 191
2.37.2 | 20mm nominal size | Rm | 222
2.37.3 | 25 mm nominal size | Rm | 282
2.37.4 | 32mm nominal size | Rm | 369
2.37.5 | 40 mm nominal size | Rm | 519
2.37.6 | 50 mm nominal size | Rm | 802
2.38 | Providing and fixing Chlorinated Polyvinyl Chloride (CPVC) pipes (IS 15778 : 2007 code) having thermal stability for hot & cold water supply including all CPVC plain & brass threaded fittings i/c fixing the pipe with clamps at 1.00 m spacing. This includes jointing of pipes & fittings with one step CPVC solvent cement and the cost of cutting chases and making good the same including testing of joints complete as per direction of Engineer in Charge. (Concealed work including cutting chases and making good the walls etc.,)
2.38.1 | 15 mm nominal size | Rm | 279
2.38.2 | 20mm nominal size | Rm | 289
2.38.3 | 25 mm nominal size | Rm | 376
2.38.4 | 32mm nominal size | Rm | 476
2.39 | Providing and fixing Chlorinated Polyvinyl Chloride (CPVC) pipes (IS 15778 : 2007 code) having thermal stability for hot & cold water supply including all CPVC plain & brass threaded fittings, this included jointing of pipes & fittings with one step CPVC solvent cement , trenching refilling & testing of joints complete as per direction of Engineer in Charge. (External work).
2.39.1 | 15 mm nominal size | Rm | 167
2.39.2 | 20mm nominal size | Rm | 196
2.39.3 | 25 mm nominal size | Rm | 262
2.39.4 | 32mm nominal size | Rm | 343
2.39.5 | 40 mm nominal size | Rm | 471
2.39.6 | 50 mm nominal size | Rm | 757
2.4 | Providing and fixing Premium quality Towel rack 600mm long 260mm wide with lower hangers CP Brass fittings of approved make as per direction of Engineer-in-charge | Each | 3089
2.41 | Labour Charges for Removing & Refixing the water Storage Tank of all sizes and including all Necessary fitting complete in all respect as per approved sample and direction of engineer in charge. | Each | 369
2.42 | Providing and fixing premium quality Angular stop cock 15mm with wall flange complete as per sample approved by Engineer in charge | Each | 1572
2.43 | Providing and fixing premium quality Two way Bib cock 15mm with wall flange complete as per sample approved by Engineer in charge | Each | 2335
2.44 | Providing and fixing superior quality PVC Tank Cover complete as per approved by Engineer In Charge
2.44.1 | 300 Lt. capacity | Each | 186
2.44.2 | 500 Lt. capacity | Each | 201
2.44.3 | Above 500 Lt. capacity | Each | 216
2.45 | Providing & fixing C.I. Saddle pieces 100mm dia with nut & bolt & washer & Rubber Gasket complete as per direction of engineer in charge | Each | 196
2.46 | Supply and installation of Premium quality sluice valve 100mm dia including all fittings as per approved by Engineer in charge. | Each | 5042
2.47 | Providing Laying Jointing DI Pipe (Ductile iron pipe) of 100 mm dia ISI marked K-7 grade as per IS : 5329-2000 with internal cement mortar lining for potable water with rubber ring (EPDM/ SBR) Joints per IS : 5382-1985 complete including Hydraulic testing & commissioning as per Technical Specification. | Mtr | 1088
2.48 | P&F Sluice valve of approved code IS 14846 : 2000 make
2.48.1 | 100 mm dia nominal bore | Each | 10175
2.48.2 | 75 mm dia nominal bore | Each | 9625
2.49 | P&F Divertors in water supply lines for walls, wash basin etc | Each | 10450
2.5 | P & F of Water Spout Superior Quality of approve make. | Each | 1870
2.51 | P&F Sink Mixture of (Adjustable or Non Adjustable) Superior quality Swan Neck. | Each | 5060

## BSR_S3
CHAPTER : S-3
DRAINAGE / DISPOSAL WORK
Note :-
1 | For laying of S.W. pipes beyond 1.2m depth, earthwork & close timbering or open timbering (as per site conditions) is to be paid extra.
2 | The rates for S.W. pipes are applicable to work executed in soils above sub-soil water level. Extra allowance is to be made for working under sub-soil water level.
3 | Rock cutting wherever required will be paid extra.
Chapter Code No | Description | Unit | Rate (Rs.)
1 | 2 | 3 | 4
STONEWARE PIPES & FITTING
3.1 | Providing Laying & jointing glazed S.W. pipes grade `A` (IS;651 marked) of approved make with spun yarn & stiff mixture of cement mortar 1:1, excavation & refilling of earth in all types of soil upto 1.2m depth, S.W. fittings, including testing of joints etc, complete.
3.1.1 | 100mm dia | Mtr. | 252
3.1.2 | 150mm dia | Mtr. | 406
3.1.3 | 200mm dia | Mtr. | 565
3.1.4 | 230mm dia | Mtr. | 639
3.1.5 | 250mm dia | Mtr. | 745
3.1.6 | 300mm dia | Mtr. | 1044
3.1.7 | 400mm dia | Mtr. | 1526
Note:-
1 | If grade `AA S.W. pipes (IS:651 mark) are used then add 5%
2 | Deduct 5% if jointing is done in CM 1:3.
3.2 | Providing & Laying C.C. 1:5:10 (Stone aggregate 40mm nominal size) all around S.W. pipe including 15 Cm. thick bed concrete (Width W= Diameter of pipe in Cm+30 Cm.)( Excluding cost of pipe)
3.2.1 | 100mm dia S.W. pipe | Mtr. | 457
3.2.2 | 150mm dia S.W. pipe | Mtr. | 550
3.2.3 | 200mm dia S.W. pipe | Mtr. | 560
3.2.4 | 230mm dia S.W. pipe | Mtr. | 713
3.2.5 | 250mm dia S.W. pipe | Mtr. | 754
3.2.6 | 300mm dia S.W. pipe | Mtr. | 867
3.2.7 | 350mm dia S.W. pipe | Mtr. | 981
3.2.8 | 400mm dia S.W. pipe | Mtr. | 1095
3.3 | Providing & Laying C.C. 1:5:10 (Stone aggregate 40mm nominal size) upto haunches of S.W. pipes including 150 mm thick bed concrete (Width W= Dia of pipe in Cm+ 30Cm.) concrete width to be reduced from width W at center of pipe to `0` at top of pipe. (Excluding cost of pipe)
3.3.1 | 100mm dia S.W. pipe | Mtr. | 217
3.3.2 | 150mm dia S.W. pipe | Mtr. | 353
3.3.3 | 200mm dia S.W. pipe | Mtr. | 413
3.3.4 | 230mm dia S.W. pipe | Mtr. | 453
3.3.5 | 250mm dia S.W. pipe | Mtr. | 482
3.3.6 | 300mm dia S.W. pipe | Mtr. | 557
3.3.7 | 350mm dia S.W. pipe | Mtr. | 635
3.3.8 | 400mm dia S.W. pipe | Mtr. | 713
3.4 | Providing & fixing S.W. square mouth Gully trap `A` grade (IS 651-1992 marked) of approved make & design in existing man-hole.
3.4.1 | Size 100 X 100mm | Each | 182
3.4.2 | Size 150 X 100mm | Each | 195
3.4.3 | Size 225 X 150mm | Each | 253
3.5 | P & F Square-mouth gully trap `A` grade (IS 651-1992 :marked) of approved make complete with C.I. grating, frame & Cover masonary chamber in C.M. 1:6, 100mm thick C.C. 1:5:10 base concrete, 40mm thick C.C.M-15 grade coping, 12mm thick cement plaster in CM 1:3 complete as per approved design & type.
3.5.1 | Trap size 150 X 100mm, ferrow cement cover with frame, Internal Chamber size 300 X 300mm. | Each | 1150
3.5.2 | Trap size 225 X 150 mm, ferrow cement cover with frame Internal Chamber size 450 X 450mm. | Each | 1529
3.6 | P & F S.W. Master Trap (Inter-cepting) `A` grade (I.S.: 651 marked) of approved quality/make
3.6.1 | 100mm dia | Each | 344
3.6.2 | 150mm dia | Each | 486
3.7 | Labour charges for Removing S.W. pipes including breaking of joints & bed concrete, stacking of useful material at site within 50 mtr. Lead and disposal of unserviceable material within 0.5 Km. lead:
3.7.1 | 100 & 150mm dia pipe | Mtr. | 23
3.7.2 | 200, 230 & 250mm dia pipe | Mtr. | 25
3.7.3 | 300mm dia pipe | Mtr. | 26
3.7.4 | 350mm dia pipe | Mtr. | 30
3.7.5 | 400mm dia pipe | Mtr. | 31
R.C.C. NON PRESSURE PIPES
3.8 | Providing, Laying & Jointing R.C.C. class NP-2 Non-Pressure pipes (IS : 458mark) of approved make with collars, jointed with C.M. 1:2 or having Spigot and socket ends with flexible rubber rings joint including testing of joints etc. complete :
3.8.1 | 100mm dia Internal | Mtr. | 488
3.8.2 | 150mm dia Internal | Mtr. | 600
3.8.3 | 200mm dia Internal | Mtr. | 674
3.8.4 | 250mm dia Internal | Mtr. | 891
3.8.5 | 300mm dia Internal | Mtr. | 991
3.8.6 | 450mm dia Internal | Mtr. | 1550
3.8.7 | 500mm dia Internal | Mtr. | 1736
3.8.8 | 600mm dia Internal | Mtr. | 2229
3.8.9 | 700 mm dia Internal | Mtr. | 2721
3.8.10 | 800 mm dia Internal | Mtr. | 3744
3.8.11 | 900 mm dia Internal | Mtr. | 4424
Note : | Deduct 20 % for Non ISI marked pipes of all size
SAND-CAST IRON SOIL, WATER & RAIN WATER PIPES.
3.9 | P & F Sand-cast Iron (S.C.I.) Pipe (IS : 1729mark) of approved make in wall or in floor with M.S. holder bat clamps in 10 X 10 X 10 Cm. M-15 grade concrete blocks, joints filled with CM 1:4 with spun yarn including cutting holes and making good the wall: | .
3.9.1 | 50mm dia | Mtr. | 759
3.9.2 | 75mm dia | Mtr. | 952
3.9.3 | 100mm dia | Mtr. | 1228
3.9.4 | 150mm dia | Mtr. | 2036
3.1 | Add extra for Lead caulked joints (IS:782-1978) in sand cast iron pipes/spun-
3.10.1 | 75mm dia, 0.88 Kg. Pig lead | Each | 289
3.10.2 | 100mm dia, 0.98 Kg. Pig lead | Each | 349
3.10.3 | 150mm dia, 1.48 Kg. Pig lead | Each | 452
3.11 | P &F S.C.I. Fittings (IS : 1729 mark) in CM 1:4 with spun yarn.
3.11.1 | 50mm w/o door
(i) | Socket | Each | 319
(ii) | Cowel | Each | 405
(iii) | Tee | Each | 587
(iv) | Bend | Each | 476
3.11.2 | 75 mm w/o door
(i) | Offset | Each | 535
(ii) | Socket | Each | 376
(iii) | D/door Y-Tee | Each | 883
(iv) | Cowel | Each | 475
(v) | Tee | Each | 668
(vi) | Bend | Each | 549
(vii) | Door Cross | Each | 648
3.11.3 | 100mm-do-
(i) | Offset | Each | 884
(ii) | Socket | Each | 450
(iii) | D/door Y-Tee | Each | 1230
(iv) | Cowel | Each | 561
(v) | Tee | Each | 915
(vi) | Bend | Each | 662
(vii) | Door Cross | Each | 706
3.11.4 | 150mm w/o door
(i) | Socket | Each | 1008
(ii) | Cowel | Each | 1133
(iii) | Bend | Each | 1412
3.11.5 | 50mm with door
(i) | Tee | Each | 684
(ii) | Bend | Each | 547
3.11.6 | 75mm-do-
(i) | Tee | Each | 711
(ii) | Bend | Each | 605
3.11.7 | 100mm-do-
(i) | Tee | Each | 949
(ii) | Bend | Each | 765
3.11.8 | 150mm-do-
(i) | Tee | Each | 1979
(ii) | Bend | Each | 1642
3.12 | P & F Sand –cast Floor Trap (Nahni) of (IS:1729 mark) of approved quality/make with socket down or hinged grating including cutting and making good the floor.
3.12.1 | Size 100 x 100mm | Each | 832
3.12.2 | Size 100 x 75mm | Each | 792
3.12.3 | Size 100 x 50mm | Each | 436
3.13 | P & F Sand-cast Iron `P` or `S` Trap (IS:1729 make) of approved make. | Each | 927
3.14 | Labour charges for making connection of sewer line through main hole. | Each | 649
3.15 | Labour charges for removing C.I./A.C. pipes of all sizes including accessories with care and stacking of useful material. | Mtr. | 33
RIGID PVC PIPE
3.16 | P&F rigid PVC Pipe (IS:4985 mark) class II/ (4 Kg. /Cm2.) approved quality /make including joining the pipe with solvent cement rubber ring and lubricant.
3.16.1 | 63 mm dia | Mtr | 147 | 147
3.16.2 | 75 mm dia | Mtr | 177 | 177
3.16.3 | 110 mm dia | Mtr | 282 | 282
3.16.4 | 160 mm dia | Mtr | 463 | 463
3.16.5 | Providing & Laying C.C. 1:3:6 (Stone Agreegate 20mm nominal size) all around PVC Pipe including 7.5 cm thick bed concerte [Width & Height = Dia of Pipe in CM+15CM] excluding cost of Pipe & Excavation of trenches etc.
3.16.5.1 | PVC pipe 110 mm dia | Mtr. | 325 | 325
3.16.5.2 | PVC pipe 160 mm dia | Mtr. | 425 | 425
3.17 | P&F rigid PVC pipe fittings (IS: 4985 mark) of approved quality /make including joining the pipe with solvent cement rubber ring and lubricant:
3.17.1 | Coupler (socket)
(i) | 75mm dia | Each | 87 | 87
(ii) | 110mm dia | Each | 108 | 108
(iii) | 160 mm dia | Each | 119 | 119
3.17.2 | Reducer 110 X 75 mm
(i) | 75mm dia | Each | 90 | 90
(ii) | 110mm dia | Each | 97 | 97
(iii) | 160 mm dia | Each | 114 | 114
3.17.3 | Plain Tee
(i) | 75mm dia | Each | 114 | 114
(ii) | 110mm dia | Each | 187 | 187
(iii) | 160 mm dia | Each | 205 | 205
3.17.4 | Door Tee
(i) | 75mm dia | Each | 177 | 177
(ii) | 110mm dia | Each | 213 | 213
(iii) | 160 mm dia | Each | 229 | 229
3.17.5 | Door 'Y'
(i) | 75mm dia | Each | 187 | 187
(ii) | 110mm dia | Each | 230 | 230
(iii) | 160 mm dia | Each | 246 | 246
3.17.6 | Double 'Y'
(i) | 75mm dia | Each | 195 | 195
(ii) | 110mm dia | Each | 310 | 310
(iii) | 160 mm dia | Each | 330 | 330
3.17.7 | Double Door 'Y'
(i) | 75mm dia | Each | 229 | 229
(ii) | 110mm dia | Each | 391 | 391
(iii) | 160 mm dia | Each | 408 | 408
3.17.8 | Bend 45
(i) | 75mm dia | Each | 80 | 80
(ii) | 110mm dia | Each | 128 | 128
(iii) | 160 mm dia | Each | 143 | 143
3.17.9 | Bend 87 .5
(i) | 75mm dia | Each | 97 | 97
(ii) | 110mm dia | Each | 161 | 161
(iii) | 160 mm dia | Each | 177 | 177
3.17.10 | Door Bend (Top Side)
(i) | 75mm dia | Each | 132 | 132
(ii) | 110mm dia | Each | 154 | 154
(iii) | 160 mm dia | Each | 172 | 172
3.17.11 | Door Bend (Left & Right)
(i) | 75mm dia | Each | 158 | 158
(ii) | 110mm dia | Each | 195 | 195
(iii) | 160 mm dia | Each | 211 | 211
3.17.12 | Vent Cowel
(i) | 75mm dia | Each | 43 | 43
(ii) | 110mm dia | Each | 56 | 56
(iii) | 160 mm dia | Each | 76 | 76
3.17.13 | Socket plug
(i) | 75mm dia | Each | 68 | 68
(ii) | 110mm dia | Each | 81 | 81
(iii) | 160 mm dia | Each | 101 | 101
3.17.14 | Door Cap
(i) | 75mm dia | Each | 44 | 44
(ii) | 110mm dia | Each | 62 | 62
(iii) | 160 mm dia | Each | 79 | 79
3.17.15 | Pipe Clip
(i) | 75mm dia | Each | 24 | 24
(ii) | 110mm dia | Each | 36 | 36
(iii) | 160 mm dia | Each | 53 | 53
3.17.16 | W.C. connector with lipring
| 110mm dia | Each | 213 | 213
3.17.17 | W.C. connector bent type
| 110mm dia | Each | 223 | 223
3.17.18 | Plain floor trap
| 110mm dia | Each | 230 | 230
3.17.19 | Multi floor trap
| 110mm dia | Each | 266 | 266
3.17.20 | height Raiser
| 110mm dia | Each | 213 | 213
3.17.21 | Top Tile& straine
| 110mm dia | Each | 80 | 80
3.17.22 | Top Tile only
| 110mm dia | Each | 62 | 62
3.17.23 | P- Trap
| 110mm dia | Each | 382 | 382
3.17.24 | Q- Trap
| 110mm dia | Each | 428 | 428
3.17.25 | S- trap
| 110mm dia | Each | 535 | 535
3.17.26 | Ring fitting
| 110mm dia | Each | 108 | 108
3.17.274 | Gully trap
| 110mm dia | Each | 561 | 561
3.18 | Raising manhole cover and frames slab to required level including dismantling existing slab and making good the damage as required (raising depth of manhole masonry to be paid separately).
3.18.1 | Rectangular manhole 90x60 cm | Each | 972 | 972
3.18.2 | Rectangular manhole 150x120 cm | Each | 1487 | 1487
3.19 | Construction of manhole in all type of soil inner size 90 X 60 Cm. 300 mm thick masonry in CM 1:6, 10 Cm. thick cement concrete 1:5:10 in foundation, 20 mm thick inside plaster in CM 1:6, finished with floating neat cement, 50mm thick M-15 grade C.C. flooring, making channels, 80mm thick stone slab covering with 40mm thick M-15 grade C.C. flooring, Cement cover with frame of 450mm dia, earthwork etc. complete as per design including disposal of surplus earth within 50 mtr. lead.
3.19.1 | Depth up to 0.5 M | Each | 5489 | 5489
3.19.2 | Add extra over item 3.19.1 for every additional 0.10m depth above 0.5 m depth. | Each | 206 | 206
3.19.3 | Deduct in Item No 3.19.1 for manhole with brick work 230 mm thick in place of 300 mm thick stone masonry | Each | 1042 | 1042
3.2 | Construction of Man hole, in all types of soil, inner size 1.5 x 1.2 M, with 450mm thick masonry in CM 1:6, 10 Cm. thick cement concrete 1:5:10 in foundation, 20mm thick inside plaster in CM 1:6, finished with floating neat cement, 50 mm thick M-15 grade C.C. flooring making channels, 80 mm thick stone slab covering with 40 mm thick M-15 grade C.C. flooring, Ferro Cement cover with frame of 450mm dia, earthwork etc. complete including disposal of surplus earth within 50 mtr. lead as per design :
3.20.1 | Depth up to 1.5 M | Each | 20016 | 20016
3.20.2 | Add extra over item 3.20.1 for every additional 0.10m depth above 1.5 m depth . | Each | 703 | 703
3.21 | Construction of chamber in all type of soil with 300 mm thick masonry in CM 1:6 m,10 cm thick C.C. 1:5:10 in foundation, 20mm thick insider plaster in Cm 1:6, finished with floating neat cement, 50mm thick M-15 grade C.C. flooring , earthwork etc. complete as per design including disposal of surplus earth within a lead of 50 mtr.
3.21.1 | Inside size 300 X 300 mm depth upto 0.5 M Cement cover with frame. | Each | 1049
3.21.1.1 | Deduct for using brick work 230 mm thick in place of 300 mm thick stone masonry |  | 455 | 1049
455
3.21.2 | -do- size 450 x 450mm depth upto 0.5 M Cement cover with frame | Each | 2332 | 2332
3.21.2.1 | Deduct for using brick work 230 mm thick in place of 300 mm thick stone masonry |  | 508 | 508
3299
3.21.3 | -do- size 600 x 450mm depth upto 0.5 M Cement cover with frame. | Each | 3299 | 529
3.21.3.1 | Deduct for using brick work 230 mm thick in place of 300 mm thick stone masonry |  | 529 | 3628
811
3.22.4 | -do- depth upto 0.5 M to 1.0 M –do- | Each | 3628
3.21.4.1 | Deduct for using brick work 230 mm thick in place of 300 mm thick stone masonry |  | 811
24135
3.22 | Construction of soakage well in all type of soil with 300 mm thick dry masonry, top and bottom 300 mm course in CM 1:6, 80mm thick stone slab, jointing of slab in CM 1 : 3, Ralthal, Kharanja, 40 mm thick M-15 grade C.C flooring , earthwork complete as per approved drawing including disposal of earth within a lead of 50 mtr.: |  |  | 22138
3.22.1 | Size 300 Cm. dia outside & 300 Cm. depth . | Each | 24135 | 16100
3.22.2 | -do- & 240 Cm. Depth. | Each | 22138
3.22.3 | Size 240 Cm. dia outside & 240 Cm. depth. | Each | 16100
6149
3.23 | Construction of soakage Trench in all types of soil with 300 mm thick dry stone masonry, 80 mm thick stone slab covering, jointing of slab in CM 1:3 Ralthal, Kharanja, 40 mm thick M-15grade C.C. flooring earthwork etc. complete as per approved drawing including disposal of earth within a lead of 50 Mtr.: |  |  | 10397
3.23.1 | Top width 180Cm., bottom width 90Cm. & depth 240Cm. | Mtr. | 6149
3.23.2 | -do- 240 Cm., -do- 150Cm. & depth 300 Cm | Mtr. | 10397
5478
3.24 | Construction of Soakage well in all types of soil of approved drawing, top 90 Cm .Portion in 450mm thick masonry with CM 1:6, 80 mm thick stone slab covering, jointing of slab in CM 1:3 ,Ralthal, kharanja 40mm thick M-15 grade C.C flooring, earth work etc . complete including disposal of surplus earth within a lead of 50 mtr . |  |  | 5160
3.24.1 | Inner dia 90 Cm & 10 to 12 Mtr deep. | Each | 5478
3.24.2 | Inner dia 60 Cm & 10 to 12 Mtr deep. | Each | 5160 | 99
3.25 | Labour charges for construction of Soakage well of 90 Cm. dia (Earth –work & its disposal ,with in a lead of 0.5 Km .only ). | Mtr | 99 | 399
3.26 | Add extra if Soakage Well is filled with dry stones. | Cum | 399
27322
3.27 | Construction of septic Tank in all types of soil with 40 Cm .thick masonry in CM 1:6, 15 Cm thick C.C bed of 1:5:10, M-15 grade C.C floor & RCC slab covering with M15 grade c.c. floor, 50 mm thick stone slab partition walls, 20 mm thick plaster in CM 1:6 finished with neat floating cement, 4 Nos stone foot rests of approved design ,two No. 450 mm dia each Ferro cement cover with frame, earth work etc. complete as per approved drawing including disposal of surplus earth within a lead of 50 mtr:- |  |  | 38499
3.27.1 | Size 200x100x130 cm.(for 10 users) with 115 mm thick RCC (M-20) slab with Tor steel reinforcement 8mm ϕ @15 cm c/c bothways including shuttering complete in all respect. | Each | 27322 | 59860
3.27.2 | Size 230 x110 x150 cm.(for 20 users) with 115 mm thick RCC (M-20) slab with Tor steel reinforcement 10mm ϕ @15 cm c/c bothways including shuttering complete in all respect. | Each | 38499
3.27.3 | Size 400 x140x150 cm.(for 50 users) with 115 mm thick RCC (M-20) slab with Tor steel reinforcement 10mm ϕ @15 cm c/c bothways including shuttering complete in all respect. | Each | 59860
Note :- | Add or subtract proportionately for every 0.5 M increase or decrease in Length -12.5% Breadth & Depth -18 % each |  |  | 286
3.28 | Emptying of Septic tank ,Soakage well etc. by disposing or sludge upto 5 Km. lead & taking out sewage including cleaning of site. | Cum | 286 | 215
3.29 | Add extra if R.C.C slab of designed thickness & reinforcement is provided on manhole in place of stone slab( Actual area of R.C.C slab to be measured). | Sqm | 215 | 223
3.3 | P & F M.S. Foot Rests in with C.M.,1:3, standard design in 20mm square M.S. bar 50 mm embedded in wall & 10 cms. projected out complete. | Each | 223 | 72
3.31 | Supplying and fixing C.I. Cover with frame, C.I. gratings for chambers & man holes. | Kg. | 72
1355
3.32 | Supplying and fixing Ferro- cement cover with C.I. frame for chambers & man holes of size. |  |  | 2487
3.32.1 | 450mm dia, 5Kg. C.I. frame to with stand 3 MT center point load & minimum unfractured load of 1 MT. (Light duty). | Each | 1355 | 3906
3.32.2 | 500mm dia 12 Kg.-do-15 MT centre point load (medium duty). | Each | 2487 | 4080
3.32.3 | 500mm dia 22 Kg.-do-22 MT centre point load (Heavy duty). | Each | 3906 | 1357
3.32.4 | 500mm dia 25 Kg.-do-70 MT centre point load seal type (Heavy duty.) | Each | 4080
3.32.5 | Rectangular shape 600 x 450 mm, to withstand 3 MT center point load & minimum unfractured load of 1 MT. (Light duty). | Each | 1357
329
3.33 | Supplying & Fixing R.C.C. Manholes covers with frame of approved make (Light duty). |  |  | 292
3.33.1 | Size 500mm dia (Double seal) | Each | 329 | 219
3.33.2 | Size 450mm dia | Each | 292 | 502
3.33.3 | Size 400mm dia | Each | 219 | 421
3.33.4 | Size 600 X 600mm (Double seal) | Each | 502 | 319
3.33.5 | Size 600 X 450mm | Each | 421 | 99
3.33.6 | Size 450 X 450mm | Each | 319 | 81
3.33.7 | Size 300 X 300mm | Each | 99 | 73
3.33.8 | Size 250 X 250mm | Each | 81
3.33.9 | Size 180 X 180mm | Each | 73
271
3.34 | Construction of Open Surface Drain with 112mm thick brick masonry in CM 1:4,110mm thick base concrete 1:5:10, 37mm thick M-15 grade C.C. flooring ,12mm 1:4 cement plaster on all exposed faces of walls including top surface excavation & disposal of earth complete as per approved design/drawing: |  |  | 284
3.34.1 | 112mm drain,225mm Av. depth | Mtr. | 271 | 380
3.34.2 | 150mm drain,225mm Av. depth | Mtr. | 284
3.34.3 | 250mm drain,300mm Av. depth | Mtr. | 380
435
3.35 | Construction of open Drain with 112mm thick brick masonry in CM 1:4 Semi circular S.W. glazed channel (confirming to IS Standards) fixed with cement mortar 1:1 over a bed of 100mm thick C.C. 1:5:10, filling of edged with M-15 grade C.C. flooring, 12mm cement plaster 1:4, over all exposed faces, excavation & disposal of earth with in a lead of 50 mtr complete as per approved drawings : |  |  | 502
3.35.1 | 112 mm drain,225mm Av. depth width 10 Cm S.W. glazed channel. | Mtr | 435 | 876
3.35.2 | 150 mm drain,225mm Av. depth width 15 Cm S.W. glazed channel. | Mtr. | 502
3.35.3 | 250 mm drain,225mm Av. depth width 25 Cm S.W. glazed channel. | Mtr. | 876 | 35
3.36 | Extra For additional 5 Cm. Average depth of drain of all sizes. | Mtr. | 35
418
3.37 | P & F precast dense cement concrete (Vibro-pressed) drain section Block of different size as per approved drawing and design and strength as per IS code 2185 part I of grade 'D' (5.00mm2) proper quality of additive/admixture like plasticizer etc. added to produce high quality and durable drain section Blocks of 'L' shape 'U' shape etc. as per approved design and drawing complete with fixing and joining in C.M.1:4 in proper grade and level complete in all respect including earth work and disposal of surplus earth within 0.5 Km. lead. (cost of Steel/ welded mesh etc. shall be paid extra). |  |  | 518
3.37.1 | 40mm thick | Sqm. | 418 | 634
3.37.2 | Upto 60mm thick | Sqm. | 518
3.37.3 | Upto 80mm thick | Sqm. | 634
167
3.38 | Construction of Cement Concrete Chamber 125mm dia. |  |  | 177
3.38.1 | C.P. Brass grating | Each | 167 | 152
3.38.2 | C.P. Brass doom grating | Each | 177 | 171
3.38.3 | C.I. Grating | Each | 152
3.38.4 | Stainless Steel Sheet Grating | Each | 171
237
3.39 | Construction of Cement Concrete Chamber 125mm dia on depressed floor upto 45cm height from floor with : |  |  | 263
3.39.1 | C.P. Brass grating | Each | 237 | 218
3.39.2 | C.P. doom grating | Each | 263 | 237
3.39.3 | C.I. Grating | Each | 218
3.39.4 | Stainless Steel Sheet Grating | Each | 237
| SPUN-CENTRIFUGALLY CAST IRON SOIL WATER PIPES:- |  |  | 1062
3.4 | Providing & fixing Spun –Centrifugally cast Iron Pipes (IS : 3989 Mark ) of Approved make in wall or in floor with M.S. Holder bat clamps in 10 X 10 X10 Cm. M-15 Grade concrete blocks, joints filled with CM 1:4 with spun yarn including cutting holes and making good the wall:- |  |  | 1299
3.40.1 | 75 mm dia | Mtr | 1062 | 2186
3.40.2 | 100 mm dia | Mtr | 1299
3.40.3 | 150 mm dia | Mtr | 2186
3.41 | Providing & fixing Spun –Centrifugally cast Iron Pipes fitting (IS : 3989 Mark ) in CM 1:4 with spun Yarn. |  |  | 594
3.41.1 | 75mm w/o door |  |  | 362
(i) | Offset | Each | 594 | 867
(ii) | Socket | Each | 362 | 472
(iii) | D/Door Y-Tee | Each | 867 | 1187
(iv) | Bend | Each | 472 | 432
(v) | Door Cross | Each | 1187 | 670
(vi) | Cowel | Each | 432
(vii) | Tee | Each | 670
809
3.41.2 | 100 mm –do- |  |  | 519
(i) | Offset | Each | 809 | 1144
(ii) | Socket | Each | 519 | 655
(iii) | D/Door Y-Tee | Each | 1144 | 1272
(iv) | Bend | Each | 655 | 539
(v) | Door Cross | Each | 1272 | 895
(vi) | Cowel | Each | 539
(vii) | Tee | Each | 895
1045
3.41.3 | 150 mm –do- |  |  | 2628
(i) | Socket | Each | 1045 | 1315
(ii) | D/Door Y-Tee | Each | 2628 | 2409
(iii) | Bend | Each | 1315 | 1079
(iv) | Door Cross | Each | 2409 | 1964
(v) | Cowel | Each | 1079
(vi) | Tee | Each | 1964
552
3.41.4 | 75mm with door |  |  | 777
(i) | Bend | Each | 552 | 722
(ii) | Door Cross | Each | 777
(iii) | Tee | Each | 722
728
3.41.5 | 100mm with door |  |  | 1262
(i) | Bend | Each | 728 | 989
(ii) | Door Cross | Each | 1262
(iii) | Tee | Each | 989
1509
3.41.6 | 150mm with door |  |  | 2989
(i) | Bend | Each | 1509 | 2164
(ii) | Door Cross | Each | 2989
(iii) | Tee | Each | 2164
1000
3.42 | Providing and Fixing Spun –Cast Iron floor trap (Nahani) of (IS :3989 Mark ) approved quality / make with socket down or hinged grating including cutting and making good the floor :- |  |  | 782
3.42.1 | Size 100 x 100 mm | Each | 1000
3.42.2 | Size 100 x 75 mm | Each | 782
3.43 | Add 10% extra Over Item No. 3.41 if the pipes are laid under suspended condition under the roof.
UPVC SOIL WASTE & RAIN WATER (SWR ) PIPES
167
3.44 | Providing and Fixing Unplasticized Poly Vinyl Chloride (UPVC) SWR Pipes Type B for sciland waste discharge system (IS:13592 : 1992 Marked) of approved quality /make |  |  | 336
3.44.1 | 75 mm dia | Mtr. | 167
3.44.2 | 110 mm dia | Mtr. | 336
3.45 | Providing and Fixing Unplasticized Poly Vinyl Chloride (UPVC) SWR Pipes fittings type B for sciland waste discharge system (IS:13592 : 1992 Marked) of approved quality /make |  |  | 72
3.45.1 | Coupler |  |  | 108
(i) | 75mm dia | Each | 72
(ii) | 110mm dia | Each | 108
76
3.45.2 | Repair Coupler |  |  | 124
(i) | 75mm dia | Each | 76
(ii) | 110mm dia | Each | 124
73
3.45.3 | Single Push Fit Coupler |  |  | 127
(i) | 75mm dia | Each | 73
(ii) | 110mm dia | Each | 127
94
3.45.4 | Bend 87.5 Dg. |  |  | 155
(i) | 75mm dia | Each | 94
(ii) | 110mm dia | Each | 155
78
3.45.5 | Bend 45 Dg. |  |  | 132
(i) | 75mm dia | Each | 78
(ii) | 110mm dia | Each | 132
124
3.45.6 | Door Bend 87.5 Dg. |  |  | 193
(i) | 75mm dia | Each | 124
(ii) | 110mm dia | Each | 193
144
3.45.7 | Single 'Y' |  |  | 278
(i) | 75mm dia | Each | 144
(ii) | 110mm dia | Each | 278
187
3.45.8 | Single 'Y' with Door |  |  | 348
(i) | 75mm dia | Each | 187
(ii) | 110mm dia | Each | 348
196
3.45.9 | Double 'Y' |  |  | 353
(i) | 75mm dia | Each | 196
(ii) | 110mm dia | Each | 353
298
3.45.10 | Double 'Y' with Door |  |  | 457
(i) | 75mm dia | Each | 298
(ii) | 110mm dia | Each | 457
62
3.45.11 | Socket Plug |  |  | 76
(i) | 75mm dia | Each | 62
(ii) | 110mm dia | Each | 76
18
3.45.12 | Pipe Clip |  |  | 31
(i) | 75mm dia | Each | 18
(ii) | 110mm dia | Each | 31
334
3.45.13 | Double tee with Door |  |  | 572
(i) | 75mm dia | Each | 334
(ii) | 110mm dia | Each | 572
216
3.45.14 | W.C. Connector
| 110mm dia | Each | 216
226
3.45.15 | W.C. Connector (Bend) with ring
| 110mm dia | Each | 226
120
3.45.16 | Single Tee |  |  | 210
(i) | 75mm dia | Each | 120
(ii) | 110mm dia | Each | 210
136
3.45.17 | Single Tee with Door |  |  | 242
(i) | 75mm dia | Each | 136
(ii) | 110mm dia | Each | 242
212
3.45.18 | Double Tee (4 Ways) |  |  | 367
(i) | 75mm dia | Each | 212
(ii) | 110mm dia | Each | 367
241
3.45.19 | Multi floor trap
| 110mm dia | Each | 241
282
3.45.20 | Offset
| 110mm dia | Each | 282
37
3.45.21 | Extra Square Jali
| 110mm dia | Each | 37
26
3.45.22 | Extra Round Jali
| 110mm dia | Each | 26
14
3.45.23 | Extra 4 SWR Ring |  |  | 17
(i) | 75mm dia | Each | 14
(ii) | 110mm dia | Each | 17
685
3.45.24 | Gully Trap
| 110mm dia | Each | 685
171
3.45.25 | Nahni Trap with Jali 4”
| 110mm dia | Each | 171
152
3.45.26 | Nahni Trap without Jali 4”
| 110mm dia | Each | 152
153
3.45.27 | Nahni Trap with Jali 3”
| 75 mm dia | Each | 153
135
3.45.28 | Nahni Trap without Jali 3”
| 75 mm dia | Each | 135
48
3.45.29 | Vent Cowel
| 75 mm | Each | 48
59
3.45.30 | Vent Cowel
| 110mm dia | Each | 59
936
3.46 | Providing & fixing Spun –Centrifugally cast Iron Pipes fitting (IS : 3989 Mark ) in CM 1:4 with spun Yarn 100mm w/o door as per direction of Engineer-in-Charge. |  |  | 2695
(a) | P Trap of standard size | Each | 936 | 923
(b) | Long P Trap (900mm) | Each | 2695 | 1656
(c) | Long P Bend | Each | 923
(d) | Long Floor Trap (600mm) | Each | 1656 | 182
3.47 | Removing & Re fixing of S.C.I. Pipe and Spun Pipe with C.I.clip as per direction of Engineer-in-Charge of following diameters :- |  |  | 145
(a) | 100mm dia | Each | 182
(b) | 150mm dia | Each | 145 | 117
3.48 | Cleaning of sewer line of various sizes as per requirement at site of different sizes including 100mm,150mm & 225mm dia of Stoneware pipe as per direction of Engineer-in-Charge. | Rmt | 117 | 73
3.49 | Cleaning of C.I. Pipe Line of various sizse as per requirement at site of different sizes including 100mm,150mm & 225mm dia of C.I.Pipes as per direction of Engineer-in-Charge. | Rmt | 73 | 61
3.5 | Repairing of Cement Concrete Chambers of different size as per requirement at site and as per direction of Engineer-in-charge. | Each | 61
1128
3.51 | Providing & fixing Hubless Spun –Centrifugally cast Iron Pipes (IS : 15905 Mark ) of Approved make in wall or in floor with M.S. Holder bat clamps in 10 X 10 X10 Cm. M-15 Grade concrete blocks, joints filled with CM 1:4 with spun yarn including cutting holes and making good the wall:- |  |  | 1372
3.51.1 | 75 mm dia | Rmt | 1128 | 2240
3.51.2 | 100 mm dia | Rmt | 1372
3.51.3 | 150 mm dia | Rmt | 2240
3.52 | Providing & fixing Hubless Spun –Centrifugally cast Iron Pipes fitting (IS : 15905 Mark ) in CM 1:4 with spun Yarn. |  |  | 562
3.52.1 | 75mm w/o door |  |  | 460
(i) | Offset (130mm) | Each | 562 | 597
(ii) | Shielded (SS) Coupling (With EPDM Rubber) | Each | 460 | 300
(iii) | D/Door Y-Tee | Each | 597 | 383
(iv) | Bend | Each | 300 | 400
(v) | Cowel | Each | 383
(vi) | Tee | Each | 400
780
3.52.2 | 100mm W/o door |  |  | 502
(i) | Ofset (130mm) | Each | 780 | 1100
(ii) | Shielded (SS) Coupling (With EPDM Rubber) | Each | 502 | 427
(iii) | D/Door Y-Tee | Each | 1100 | 494
(iv) | Bend | Each | 427 | 703
(v) | Cowel | Each | 494
(vi) | Tee | Each | 703
703
3.52.3 | 150mm W/o door |  |  | 2047
(i) | Shielded (SS) Coupling (With EPDM Rubber) | Each | 703 | 902
(ii) | D/Door Y-Tee | Each | 2047 | 1048
(iii) | Bend | Each | 902 | 2024
(iv) | Cowel | Each | 1048
(v) | Tee | Each | 2024 | 408
3.52.4 | 75mm with door, bend | Each | 408
652
3.52.5 | 100mm with door |  |  | 890
(i) | Bend | Each | 652
(ii) | Tee | Each | 890 | 154
3.53 | Mechanised Cleaning of sewer line of diameter upto 200mm with the help of trolley mounted electrical driven machine having flexible steel springs of length 20ft. Each which are rotated with the help of electric motor and clutch assembly. | mtr | 154 | 107
3.54 | Mechanised sewer line Cleaning upto diameter 100mm with the help of PU coated glass fibre rod mounted on a wheel with brush attachment. | mtr | 107
98
3.55 | Mechanised Cleaning and desilting of manhole/sewer line chambers With the help of mechanical bucket which gets open and close through levers. |  |  | 182
3.55.1 | depth upto 0.5 mtr. | Each | 98 | 339
3.55.2 | Depth upto 1.0 mtr. | Each | 182 | 491
3.55.3 | Depth upto 2.0 mtr. | Each | 339 | 781
3.55.4 | Depth upto 3.0 mtr. | Each | 491
3.55.5 | Depth upto 5.0 mtr. | Each | 781 | 182
3.56 | Suplying and Fixing Ductile iron Man Hole Covers/storm water grating and gratingwith frame of various sizes weight and types and load bearing capacity as per EN -124 ,superior quality or equivalent, comlete as per Direction of Engineer In charge. | Kg. | 182
3.57 | Providing and fixing circular air tight composite resin (FRP) manhole cover without frame of approved brand with grade designation C-250 HD as per EN-124 standard. Manhole Cover shall have top abrasion resistant layer conforming to IS-15658:2006 and permissible permanent set value of 1.9mm after the application of 2/3 test load in five continuous application as per EN-124, the testing shall be performed in fully equipped and NABL certified test lab with random batch test (2% of lot size) as per testing procedure stated in EN-124 standard including fixing in existing manhole frame etc. complete in all respect as directed by Engineer in Charge.
(i) | Internal dia 0.56m | Each | 11679
3.58 | Providing and fixing circular air tight composite resin (FRP) manhole cover without frame of approved brand with grade designation D-400 EHD as per EN-124 standard. Manhole Cover shall have top abrasion resistant layer conforming to IS-15658:2006 and permissible permanent set value of 1.9mm after the application of 2/3 test load in five continuous application as per EN-124, the testing shall be performed in fully equipped and NABL certified test lab with random batch test (2% of lot size) as per testing procedure stated in EN-124 standard including fixing in existing manhole frame etc. complete in all respect as directed by Engineer in Charge.
(i) | Internal dia 0.56m | Each | 14598
3.59 | Providing and fixing circular air tight composite resin (FRP) manhole cover with frame of approved brand with grade designation C-250 HD as per EN-124 standard. Manhole Cover & Frame shall have top abrasion resistant layer conforming to IS-15658:2006 and permissible permanent set value of 1.9mm after the application of 2/3 test load in five continuous application as per EN-124, the testing shall be performed in fully equipped and NABL certified test lab with random batch test (2% of lot size) as per testing procedure stated in EN-124 standard including fixing with M-20 concrete etc. complete in all respect as directed by Engineer in Charge.
(i) | Internal dia 0.56m | Each | 13371
(ii) | Internal dia 0.60m | Each | 15070
3.6 | Providing and fixing circular air tight composite resin (FRP) manhole cover with frame of approved brand with grade designation D-400 EHD as per EN-124 standard. Manhole Cover & Frame shall have top abrasion resistant layer conforming to IS-15658:2006 and permissible permanent set value of 1.9mm after the application of 2/3 test load in five continuous application as per EN-124, the testing shall be performed in fully equipped and NABL certified test lab with random batch test (2% of lot size) as per testing procedure stated in EN-124 standard including fixing with M-20 concrete etc. complete in all respect as directed by Engineer in Charge.
(i) | Internal dia 0.56m | Each | 16290
(ii) | Internal dia 0.60m | Each | 20910
3.61 | Providing and fixing rectangular air tight composite resin (FRP) Manhole Cover with frame of approved brand with grade designation C-250 HD as per EN-124 standard. Manhole Cover & Frame shall have top abrasion resistant layer conforming to IS-15658:2006 and permissible permanent set value of 1.9mm after the application of 2/3 test load in five continuous application as per EN-124, the testing shall be performed in fully equipped and NABL certified test lab with random batch test (2% of lot size) as per testing procedure stated in EN-124 standard including fixing with M-20 concrete etc. complete in all respect as directed by Engineer in Charge.
(i) | Internal Size 0.45 m x 0.60 m | Each | 12482
(ii) | Internal Size 0.45 m x 0.90 m | Each | 15751
(iii) | Internal Size 0.60 m x 0.90 m | Each | 23305
(iv) | Internal Size 0.90 mx 1.20 m | Each | 63342
3.62 | Providing and fixing rectangular air tight composite resin (FRP) Manhole Cover with frame of approved brand with grade designation D-400 EHD as per EN-124 standard. Manhole Cover & Frame shall have top abrasion resistant layer conforming to IS-15658:2006 and permissible permanent set value of 1.9mm after the application of 2/3 test load in five continuous application as per EN-124, the testing shall be performed in fully equipped and NABL certified test lab with random batch test (2% of lot size) as per testing procedure stated in EN-124 standard including fixing with M-20 concrete etc. complete in all respect as directed by Engineer in Charge.
(i) | Internal Size 0.45 m x 0.60 m | Each | 16323
(ii) | Internal Size 0.45 m x 0.90 m | Each | 20515
(iii) | Internal Size 0.60 m x 0.90 m | Each | 27146
(iv) | Internal Size 0.90 mx 1.20 m | Each | 77173
3.63 | Providing and fixing rectangular air tight composite resin (FRP) Grating with frame of approved brand with grade designation C-250 HD as per EN-124 standard. Grating with & Frame shall have top abrasion resistant layer conforming to IS-15658:2006 and permissible permanent set value of 1.9mm after the application of 2/3 test load in five continuous application as per EN-124, the testing shall be performed in fully equipped and NABL certified test lab with random batch test (2% of lot size) as per testing procedure stated in EN-124 standard including fixing with M-20 concrete etc. completein all respect as directed by Engineer in Charge.
(i) | Internal Size 0.45 m x 0.45 m | Each | 11649
(ii) | Internal Size 0.50 m x 0.60 m | Each | 14950
(iii) | Internal Size 0.60 m x 0.75 m | Each | 22974
(iv) | Internal Size 0.90 m x 0.60 m | Each | 24533
(v) | Internal Size 0.90 m x 0.90 m | Each | 40403
(vi) | Internal Size 1.20 m x 0.60 m | Each | 35564
3.64 | Providing and fixing rectangular air tight composite resin (FRP) Grating with frame of approved brand with grade designation D-400 EHD as per EN-124 standard. Grating & Frame shall have top abrasion resistant layer conforming to IS-15658:2006 and permissible permanent set value of 1.9mm after the application of 2/3 test load in five continuous application as per EN-124, the testing shall be performed in fully equipped and NABL certified test lab with random batch test (2% of lot size) as per testing procedure stated in EN-124 standard including fixing with M-20 concrete etc. complete in all respect as directed by Engineer in Charge.
(i) | Internal Size 0.45 m x 0.45 m | Each | 15843
(ii) | Internal Size 0.50 m x 0.60 m | Each | 20635
(iii) | Internal Size 0.60 m x 0.75 m | Each | 30964
(iv) | Internal Size 0.90 m x 0.60 m | Each | 35167
(v) | Internal Size 0.90 m x 0.90 m | Each | 50930
(vi) | Internal Size 1.20 m x 0.60 m | Each | 47550

## BSR_S4
CHAPTER : S-4
TUBE WELL
Chapter Code No | Description | Unit | Rate (Rs.)
1 | 2 | 3 | 4
4.1 | Construction of tube-well from ground level and upto 100 Meter depth and above sizes in all types of soils in alluvium strata by “bailing” method and without gravel packing as per IS: 2800 (Part - I& II) 1979 specifications (The work includes formation of cavity well at bottom by development with appropriate air compressor or bailer pumping and also lowering of casing pipe but excluding cost of the casing pipe. The tube-well should have a throughout bore as per nominal bore of casing pipe. The work would be completed after obtaining sand free water.)
4.1.1 | 100 mm dia Nominal bore. | R Mtr. | 279
4.1.2 | 125mm-do-. | R Mtr. | 319
4.1.3 | 150mm-do- | R Mtr. | 347
4.2 | Construction of Tube-well upto 100 Meter depth and above in all type of rocks by DTH system and over burden, to accommodate casing pipe of following sizes in all types of soils and over burden including lowering of casing pipes, but excluding cost of casing pipes as per IS : 2800 (Part I & II) 1979 specifications. The work would be completed after obtaining sand free water. The tube well should have a throughout bore as per nominal dia of casing pipe:
4.2.1 | 100 mm dia Nominal bore. | R.Mtr. | 380
4.2.2 | 125mm-do-. | R.Mtr. | 399
4.2.3 | 150mm-do- | R.Mtr. | 666
4.2.4 | 200 mm –do- | R.Mtr. | 999
4.3 | Construction of tube-well from ground levels and upto 100 Meter depth and above to accommodate housing and assembly pipe of following sizes in all types of alluvium strata by percussion/ rotary drilling method and with gravel as per IS:4097-1967 and packing as per IS:2800 (Part I -& II) 1979 as amended upto date (the work includes the cost of gravel & its primary packing and packing during development, lowering of housing & strainer assembly pipes, with supply and wrapping of coir-rope, wherever necessary, for arresting fine sand particles. The work will not include cost of housing pipe and strainer pipe assembly and development work, but work would be completed after obtaining sand free water).
4.3.1 | 150 mm Nominal bore. | R Mtr. | 1065
4.3.2 | 200mm –do-. | R Mtr. | 1464
4.3.3 | 250mm –do-. | R Mtr. | 1863
4.4 | Development of tube well as per IS specification using suitable compressor to give sand free water for required yield of the gravel packed tube well. | Hr. | 600
4.5 | Supply of ERW M.S. black casing pipe ISI marked (IS:4270/1992) of grade Fe410 of following sizes at site of work.
4.5.1 | 100 mm Nominal bore of pipe | Mtr. | 822
4.5.2 | 125 mm Nominal bore of pipe | Mtr. | 1023
4.5.3 | 150 mm Nominal bore of pipe | Mtr. | 1224
4.5.4 | 200 mm Nominal bore of pipe | Mtr. | 1728
4.5.5 | 250 mm Nominal bore of pipe | Mtr. | 2824
4.6 | Supply of strainer pipes made of ERW M.S. black pipe ISI mark of following sizes at the site of work including required size of slotting as per IS:8110-1985.
4.6.1 | 150 mm Nominal Bore. | Mtr. | 1527
4.6.2 | 200mm-do-. | Mtr. | 2031
4.6.3 | 250mm-do-. | Mtr. | 3126
4.7 | Testing verticality of tube-well by plumbing system and yield test and draw down test by pumping system as per IS: 2800 (Part II) 1979. | Each | 8385
4.8 | S & F tube well cover of M.S.sheet (6mm thick) with nuts and bolts complete for casing size:
4.8.1 | 100mm dia | Each | 186
4.8.2 | 125mm dia | Each | 227
4.8.3 | 150mm dia | Each | 279
4.8.4 | 200mm dia | Each | 373
4.8.5 | 250mm dia | Each | 399
4.9 | S & F M.S. clamp, set of 50 ×6mm flat iron with nuts and bolts etc. for holding the riser pipe assembly of submersible pump set. | Each | 266
4.1 | Supply of 50mm dia G.I. medium class pipe(each length 5.8 m to 6.0m) tripod as per drawing and design with chain pulley of. 3MT capacity | Each | 11979
4.11 | Installation of submersible motor pump set in Tube-well/open well complete ( labour charges only) including transportation of tripod, chain pulley block & any other material required for lowering purpose. | Each | 3727
4.12 | P & F 60 cm. wide M.S. ladder in open well made of flat iron 32×5mm and 10mm dia bars @ 200mm c/c with angle iron hold fasts at suitable interval complete as per drawing. | Mtr. | 227
4.13 | Installation of India mark II hand pump set, complete on existing plate form. | Each | 932
4.14 | Construction of 185 cm. dia platform as per approved design and drawing of UNICEF. | Each | 2928
4.15 | Supplying of India mark II hand pump set complete marked with cylinder and ten connecting rods etc. IS 1239 | Each | 8652
4.16 | Supplying and installation of 32 mm dia G.I. pipe medium class IS 1239 marked in 3m length including all accessories and fittings required for installation of hand pump. | Mtr. | 333
4.17 | Supplying and installation of submersible pumping motor pump sets I.S.I. Marked (IS : 8034-1989 ) of approved make like K.S.B., KIRLOSKAR, Calama etc. or equivalent, making connection suitable for T.W./D.C.B./Open well. The job includes screwing and welding of flanges on G.I. riser pipes, installation of complete fitting and accessories, with riser pipes, jointing of electrical cables and other connections making switch board electrical connections, all labour for testing of submersible pump set and supply of water to water mains, complete in all respect (Refer Electrical BSR )
4.18 | For item of earthing refer to Electrical BSR .
4.19 | For item of submersible cable refer to Electrical BSR.
4.2 | for Item of panel board refer to Electrical BSR
4.21 | Providing & lowering of G.I. Pipes, flange pipe including rubber washer and nuts of 8 mm dia complete in all respect I.S.1239 Marked.
4.21.1 | B Class 50 mm dia | R. Mtr. | 498
4.21.2 | B Class 80 mm dia | R. Mtr. | 721
4.21.3 | B Class 100 mm dia | R. Mtr. | 952
4.22 | Un-lowering of submersible pump set with all piping from a tube-well/ open-well complete (labour charge only ) including transportation of tripod, chain, pulley-block and other materials required and lowering of repaired/ new pump in the tube-well / open-well complete in all respect. | Each Job | 4659
RAIN WATER HARVESTING
4.23 | Construction of tubewell up to 100m depth and above to accomodate housing and assembly pipe in all types of alluvium strata by rotay drilling method with "code of practice for construction and testing of tubewells (IS:2800 (Part-II) : 1991 and IS:2800 (Part-II) :1979 both amended up to date) with supply of bail plug if necessary.The work will not include cost of housing pipe and strainer pipe assembly cost, gravel and development work. Work would be deemed completed only after obtaining sound free water during pumping.
4.23.1 | 150 mm nominal bore | Rm | 799
4.23.2 | 200 mm nominal bore | Rm | 1198
4.23.3 | 250 mm nominal bore | Rm | 1597
4.24 | Construction of Recharge Shaft in filter pit including Earth work Excavation , lifting excavted earth with all lift and 50 m lead and centering & shuttering evenever required.
4.24.1 | Diameter 900 mm | Rm | 266
4.24.2 | Diameter 750 mm | Rm | 233
4.25 | Supply & fixing Pre-cast RCC Rinngs at the mouth of recharge shaft of M20 mix with 40 mm thickness
4.25.1 | Diameter 900 mm | Rm | 766
4.25.2 | Diameter 750 mm | Rm | 666
4.26 | Supply & lowering air line of 25mm dia, G.I. pipe 'B' class having perforation 3 to 5mm size all arrow of G.I. pipe in Zig-Zag fashion & making air vent at top including the cost of Tee-Nipples, Elbow, Socket etc. | Rm | 300
4.27 | Supply and lowering vent air pipe 63mm dia rigid PVC pipe(IS 4985) mark class II (4kg per cm2 ) with required all necessary fittings including perforation of 3 to 5 mm size all around the pipe at a distance of 180 to 220mm in zig zag fashion and making air vent at top complete as per direction of Engineer incharge. | Rm | 154
4.28 | Supply & lying River-gravels of following sizes in recharge shaft, filter pit after screening & washing from kachha shift without deduction of voids
4.28.1 | Size 9 to 12 mm | Cum | 1997
4.28.2 | Size 3 to 5 mm | Cum | 2928
4.29 | Supply & laying of clean, clear sharp river sand of size 1 to 2mm coarse, without deduction of voids. | Cum | 3727

## H-1
CHAPTER H-1
SUPPLY OF MANURE, INSCTICIDES, PLANTS, POTS, T & P ETC.
Note : | The rates are inclusive of all taxes etc. and for estimation purpose only.
Chapter Code No | Description | Unit | Rate (Rs.)
1 | 2 | 3 | 4
1.1 | Supply of dry manure including loading unloading,transportation & stacking at site.
1.1.1 | Farm yard manure(organic) | Cum. | 720
1.1.2 | Compost | Cum. | 960
1.1.3 | Goat dungmanure. | Cum. | 1200
1.1.4 | Vermi compost | Per 50 kg Bag | 250
1.1.5 | Neemcack | Per 50 kg Bag | 1250
1.2 | Supply of Chemical Fertilizers at store in bags weighing not less than 50 kg each including loading unloading & transportation
1.2.1 | Urea | Per 50 kg Bag | 400
1.2.2 | DAP | Per 50 kg Bag | 1500
1.2.3 | Super Phosphate | Per 50 kg Bag | 350
1.2.4 | Murrate of Photash | Per 50 kg Bag | 450
1.2.5 | Straw Meal | Per 50 kg Bag | 1080
1.2.6 | Bonemeal | Per 50 kg Bag | 1800
1.2.7 | Calcium Nitrate | Per 50 kg Bag | 2500
1.3 | Supply & Stacking good soil of earth at site complete including loading unloading & Transportation etc.
1.3.1 | Good soil of earth | Cum. | 240
1.4 | Supply of insecticides & Pesticides at store in dust/liquid form complete.
1.4.1 | Methyl Prathion 2% | Per 25 kg Bag | 500
1.4.2 | Karathion (Liquid) | Per 250 ml | 600
1.4.3 | Metacid(Liquid) | Per Litre | 444
1.4.4 | Rogor(Liquid) | Per Litre | 325
1.4.5 | Cholorophyriphos 20 Ec. | Per Litre | 400
1.4.6 | Bauiston 50% | Per 100 Grams | 120
1.5 | Supply of Garden Tools & implements at store complete.
1.5.1 | Spade weighing 1.5kg with Handle | Each | 175
1.5.2 | Khurpa weighing 500gm with Handle | Each | 90
1.5.3 | Gurvana weighing 800 gm with Handle(Kamani Steel) | Each | 108
1.5.4 | Hedge Shear(Kamani Steel) | Each | 720
1.5.5 | Secaetur | Each | 360
1.5.6 | Garden Rack with Handle | Each | 192
1.5.7 | Pick Axe | Each | 180
1.6 | Supply of different sized pots at site store including loading unloading & transportation etc. complete.
1.6.1 | Cement pot 300 mm size | Each | 150
1.6.2 | Cement pot 350 mm size | Each | 216
1.6.3 | Cement pot 375 mm size | Each
1.6.4 | Cement pot 450 mm size | Each
1.6.5 | Cement pot 525 mm size | Each
1.6.6 | Asbestos pot 350 mm size | Each | 120
1.6.7 | Asbestos pot 400 mm size | Each
1.6.8 | Asbestos pot 450 mm size | Each
1.6.9 | Asbestos pot 600 mm size | Each
1.7 | Supply of different sized earthen pots at site/store including loading unloading & transportation etc.complete
1.7.1 | Earthen pot 150 mm size | Each | 18
1.7.2 | Earthen pot 225 mm size | Each | 30
1.7.3 | Earthen pot 300 mm size | Each | 43
1.7.4 | Earthen pot 350 mm size | Each | 125
1.7.5 | Earthen pot 225 mm size( Kundi shape) | Each | 30
1.7.6 | Earthen pot 300 mm size( Kundi shape) | Each | 45
1.7.7 | Earthen pot 350 mm size( Kundi shape) | Each | 125
1.8 | Supply of different sized lawn mower including transportation etc. as store complete.
1.8.1 | 300 mm size Hand Lawn Mower(Roller Type) | Each | 4320
1.8.2 | 350 mm size Hand Lawn Mower(Roller Type) | Each | 4800
1.8.3 | 450 mm size Hand Lawn Mower(Roller Type) | Each
1.8.4 | 500 mm size Hand Lawn Mower(Roller Type) | Each
1.8.5 | 600 mm size Hand Lawn Mower(Roller Type) | Each
1.8.3 | 300 mm Electric Lawn Mower | Each | 18000
1.8.4 | 350 mm Electric Lawn Mower | Each | 20000
1.8.5 | 400 mm Electric Lawn Mower | Each | 22000
1.8.6 | 450 mm Electric Lawn Mower | Each | 25000
1.8.7 | 500 mm Electric Lawn Mower | Each | 28000
1.8.8 | Electric Lawn Mower sarfex 16 EL | Each | 30000
1.8.9 | Electric Lawn Mower sarfex 18 EL | Each | 36000
1.8.10 | Electric Lawn Mower sarfex 21 EL | Each | 40000
1.9 | Supply of different size Tokaras/Tokaries etc at store complete
1.9.1 | Big size(600mm dia) | Each | 150
1.9.2 | Small size(450 mm dia) | Each | 90
1.9.3 | Jute Band( Ssutli) | Per kg | 140
1.9.4 | Broom ( Bamboo) | Per kg | 50
1.9.5 | Anti Bird Net | Rmt | 25
1.9.6 | Shed Net 50% | Sqm | 25
1.9.7 | Shed Net 75% | Sqm | 30
1.9.8 | Shed Net 90% | Sqm | 35
1.1 | Supply of PVC hose pipe of different sizes at store including transportation etc. complete.
1.10.1 | 50 mm dia | R/Mtr. | 165
1.10.2 | 38 mm dia | R/Mtr. | 140
1.10.3 | 25 mm dia | R/Mtr. | 80
1.10.4 | 17 mm dia | R/Mtr. | 65
1.10.5 | 12.5 mm dia | R/Mtr. | 45
1.11 | Supply of different varities of tree/shrubs/climbers according to height and age of the plant at side including loading/unloading & transportation etc.complete
1.11.1 | Different flowering plants 900mm to1500mm | Each | 50 to 150
1.11.2 | Different varieties of shrubs 600mm to 900 mm | Each | 25 to 160
1.11.3 | Different varieties of climbers 900mm to 1500 mm | Each | 48 to 144
1.12 | Supply of different varieties of bougainvillea in ply bags/earthen pot according to height growth and age of plant at site including loading unloading and transportation etc. complete
1.12.1 | Local variety of bougainvillea 600mm to 900mm | Each | 25 to 60
1.12.2 | Different varieties of bougainvillea 600mm to 900mm | Each | 60 to 120
1.13 | Supply of different varieties of rose plants in poly bag/ earthen pot according to height growth and age of the plant at site including loading unloading and transportation etc. complete
1.13.1 | Desi rose / root stock plant | Each | 40 to 50
1.13.2 | Ganganagari rose plant in poly beg | Each | 80 to 125
1.13.3 | Different varieties of grafted rose plants in poly bag | Each | 84 to 102
1.13.4 | Different varieties of grafted rose plants in poly pot/earthen pot | Each | 200 t0 250
1.14 | Supply of different varieties of palms in poly bags/earthen pot according to height growth and age of plant at site including loading unloading and transportation etc. complete
1.14.1 | Raffish palm 2 to 2.2 feet | Each | 350
1.14.2 | Deshi palm 2 to 3 feet | Each | 150
1.14.3 | China palm 1 to 1.5 feet | Each | 125
1.14.4 | Arica palm many branches 5 to 6 feet | Each | 400 to 500
1.14.5 | Bottle palm 5 to 8 feet | Each | 700 to 900
1.14.6 | Fox tale palm 5 to 8 feet | Each | 900 to 1200
1.14.7 | Fish tale palm 5 to 8 feet | Each | 900 to 1200
1.14.8 | T cycuss 3 feet 5 feet | Each | 900 to 1200
1.15 | Supply of different varieties of indoor plants in poly bags/earthen pot according to height growth and age of plant at site including loading unloading and transportation etc. complete
1.15.1 | Deshi crotons | Each | 50 to 60
1.15.2 | Selective varieties of crotons 2 to 3 feet | Each | 72 to 180
1.15.3 | Crotons Bangalore 1.5 to 2 feet | Each | 250 to 2300
1.15.4 | Rubber plants etc | Each | 120 to 150
1.15.5 | Arica palm | Each
1.15.5 | DAFFEN Bachia 1.5 to 2 feet | Each | 100 to 250
1.15.6 | Song of India 1.5 to 2.5 feet | Each | 100 to 200
1.15.7 | Aglonmia 1.5 to 2 feet | Each | 110 to 175
1.15.8 | Drassina 1 to 2 feet | Each | 100 to 240
1.15.9 | Sin gonium with moss stick 2 to 3 feet | Each | 125 to 250
1.15.10 | Cycussevelta 50mm to 75 mm dia | Each | 1200
1.15.11 | Furcaria gignita 50mm to 75 mm | Each | 900 to 1000
1.15.12 | Different fycus plants tolairy 100mm to 125 cm height | Each | 800 to 1000
1.15.13 | Different champa 125 cm to 215 cm height | Each | 400 to 900
1.16 | Supply of different varieties of blubs including loading unloading and transportation etc. complete
1.16.1 | Supply of different varieties of caladium blubs | Each | 18
1.16.2 | Supply of different varieties of amrilis lilly bulb | Each | 25
1.16.3 | Supply of tube rose bulbs | Each | 12
1.16.4 | Supply of hemaniths bulb | Each | 28
1.16.5 | Supply of Asiatic Lilly bulb | Each | 30
1.16.6 | Supply of oriental lilly bulb | Each | 42
1.16.7 | Supply of different variety of gladioli bulb | Each | 18
1.17 | Supply of flower Garlands & Flower petal’s including transportation at site.(Complete)
1.17.1 | Merigold Garland A Class ( Big flowers) 2 feet long | Each | 75
1.17.2 | Merigold Garland B Class ( Small flowers) 1.5 feet long | Each | 50
1.17.3 | Green Garland ( Ashok Leaf) 2 feet long | Each | 15
1.17.4 | Rose Garland 1.5 feet long | Each | 125
1.17.5 | Jalusi Garland( VIP A Class) Double fold | Each | 500
1.17.6 | Jalusi Garland( VIP B Class) Single fold | Each | 400
1.17.7 | Mogra Garland 1.5 feet long | Each | 125
1.17.8 | Kunj Garland 1.0 feet long | Each | 150
1.17.9 | Rose petal’s | Per Kg. | 400
1.17.10 | Merigold petal’s | Per Kg. | 250
1.17.11 | Crisenthimum petal’s | Per Kg. | 300
1.17.12 | Chandine flower | Per Kg. | 300
1.17.13 | Mogra Flower | Per Kg. | 450
1.17.14 | Kunj Flower | Per Kg. | 475
1.18 | Supply of Cut Flower at site including transportation Complete
1.18.1 | Tata Rose | Each | 15
1.18.2 | Carnation | Each | 18
1.18.3 | Gladioli | Each | 20
1.18.4 | Tube rose single | Each | 12
1.18.5 | Tube rose double | Each | 15
1.18.6 | Ilium Asiatic | Each | 75
1.18.7 | Ilium Oriental | Each | 125
1.18.8 | An thorium | Each | 75
1.18.9 | Arched Mix | Each | 40
1.18.10 | Zarbera | Each | 20
1.18.11 | Dasy | Each | 25
1.18.12 | Chrysanthemum | Each | 20
1.18.13 | Candytuft | Each | 4
1.18.14 | Aster | Each | 6
1.18.15 | Lotus | Each | 40
1.19 | Supply of Flower Bucket & flower Bunch at site including transportation ( Complete)
1.19.1 | Flower Bunch / Bucket ( 20 Roses) | Each | 500
1.19.2 | Flower Bunch / Bucket ( 30 Roses, Carnation) | Each | 700
1.19.3 | Flower Bunch / Bucket ( 7 Lily & 15 Roses) | Each | 950
1.19.4 | Flower Bunch / Bucket ( 10 Lily, 20 Roses & Carnation Mix) | Each | 1800
1.19.5 | Flower Bunch / Bucket ( 15 Lily ) | Each | 1650
1.19.6 | Flat Flower Bucket ( 20 Mix Flower’s) | Each | 490
1.19.7 | Flat Flower Bunch ( 25 Mix Flower’s) lily Carnation Rose | Each | 1200
1.19.8 | Flower Bunch / Bucket (Small 15 Flower Stic) | Each | 400
1.19.9 | Flower Bunch / Bucket ( 10 Roses, 5 Carnation) | Each | 350
1.19.10 | Flower Bunch / Bucket ( 15 Roses) | Each | 280
New Items
1.2 | Hybrid Seasonal Plants of Flowring
1.20.1 | In P.B many branches (7”X8”) | Each | 32
1.20.2 | In Tray (100 Plants) | Each | 1000
1.20.3 | Fully developed many branches Daheliya plant in pots (12” Pot’s) | Each | 150
1.20.4 | Fully developed many branches Chrysanthemum(Guldaudi) Plants Special varieties in pots (12” Pot’s) | Each | 125
1.20.5 | Fully developed many branches Marigold in pots | Each | 125
1.21 | Ground Cover of various varieties
1.21.1 | Syngonium in P.B(7”X8”) - 6”-1’ | Each | 60
1.21.2 | Ribbion grass P.B (7”X8”) - 6” | Each | 50
1.21.3 | Lalsaggin P.B(5”X5”) - 6” | Each | 12
1.21.4 | Lenthrain P.B - 6” | Each | 12
1.21.5 | Vadaliain P.B - 6” | Each | 8
1.21.6 | Jade Plant in P.B(7”X8”) - 6” | Each | 40
1.21.7 | Pendanus in P.B(9”X11”) - 1’ | Each | 85
1.22 | Hedges of various varieties
1.22.1 | Golden durantain P.B(5”X6”) - 6”-1’ | Each | 20
1.22.2 | TecomaGoudichoudi in P.B(9”X11”) - 2’ | Each | 80
1.22.3 | Enarmi in P.B(5”X5”) - 1’ | Each | 15
1.23 | Diffrant varieties of Scented Plants
1.23.1 | Mograin P.B(9”X11”) - 1’ | Each | 80
1.23.2 | Gardenia in P.B(9”X11”) - 1’ | Each | 100
1.23.3 | Juhiin P.B(9”X11”) - 1’ | Each | 80
1.23.4 | Kunjin P.B(9”X11”) - 1’ | Each | 80
1.23.5 | Madhukamini(Round Shaped dwarf variety) in P.B(9”X11”) -1’ | Each | 125
1.23.6 | Raat Rani in P.B(9”X11”) - 2’-3’ | Each | 80
1.24 | Ornamental Plants of different varieties
1.24.1 | Arucaria Plant in P.B(9”X11”) - 1½’- 2’ | Each | 225
1.24.2 | Saplera variegated in P.B(9”X11”) - 1’-2’ |  | 110
1.24.3 | Money Plant in P.B(9”X11”) - 1’ | Each | 80
1.24.4 | Money Plant (with moss stick) In (12” Pot’s) - 2’-3’ | Each | 300
1.24.5 | Florodendon Plant in P.B(9”X11”) - 1’ | Each | 100
1.24.6 | Florodendon Plant in round shape pot (12” Pot’s) 1½’- 2’ | Each | 285
1.24.7 | Phonic Palm in P.B(15”x15”) - 2’-3’ |  | 280
1.24.8 | Ixora Palm Many branches at flowring stage in P.B(12”X12”) - 2’-3’ | Each | 200
1.24.9 | IxoraChinesisin Pot (8” Pot’s) - 6”-1’ | Each | 150
1.24.10 | Silver Eucain P.B(9”X11”) - 1’-2’ | Each | 100
1.24.11 | Umbrella Palm in P.B(9”X12”) - 2’ | Each | 90
1.24.12 | Salem in Pot (12” Pot’s)- 2’ | Each | 205
1.24.13 | Canna variegated, yellow, red and pink etc. In P.B(8”X8”) - 6”-1’ | Each | 40
1.24.14 | Geranium in P.B(9”X11”) - 1’ | Each | 85
1.24.15 | Euphorbia Milii D.varietiesin P.B(12”X2”) - 1’-1½’ | Each | 140
1.24.16 | Kalanchoe of Different varieties in P.B(8”X8”) - 6”-1’ | Each | 125
1.24.17 | Bamboo plant of Different varieties in P.B(12”X12”) - 2’-3’ | Each | 210
1.24.18 | Bamboo plant of Different varieties P.B(14”X14”) - 4’-5’ | Each | 445
1.24.19 | Nolinaplamin P.B(12”X12”) - 1’-2’ | Each | 160
1.24.20 | Mussaenda plant of many branches in P.B(12”X12”) - 1½’-2½’ | Each | 180
1.24.21 | Different varieties of Ficus plant in P.B(9”X11”) - 2’ | Each | 125
1.24.22 | Different varieties of Poinsettia in Fiber pot (10” Pot’s) – 1’ | Each | 300
1.24.23 | Spathiphyllum (peace lily) in pot (8” Pot’s) - 6”-1’ | Each | 125
1.24.24 | ThujaOrientalis plant (12” Pot’s) 1’-2’ | Each | 200
1.25 | Different varieties of Shady plants
1.25.1 | Height 5’-6’ (14”x14”) Many Branches | Each | 125
1.25.2 | Height 7’-8’ (18”x18”)Many Branches state steam | Each | 250

## H-2
CHAPTER H-2
MAINTENANCE OF GRADENS
Note : | The rates are inclusive of all taxes etc. and for estimation purpose only.
Chapter Code No | Description | Unit | Rate (Rs.)
1 | 2 | 3 | 4
2.1 | Maintenance of lawn
2.1.1 | Spreading of manure , good earth in required thickness (cost of manure and good earth to be separately ) | cub | 24
2.1.2 | Irrigation of lawn | Per hect. Per day | 1440
2.1.3 | Uprooting weeds from the lawn plots and trenched area after 10 to 15 days of its flooding with including disposal of uprooted vegetation | 100 sqm | 240
2.1.4 | Moving manually / with power machines
(a) | Manually | Per hect | 1560
(b) | with power machine | Per hect | 1200
2.1.5 | Maintenance of shrubbery or hedges cutting including disposal of rubbish with all leads and lifts | 100 sqm | 480
2.1.6 | Sweeping / cleaning of gardens roads lawns paths and disposal of all rubbish | 100sqm | 3.5
2.1.7 | Security of the garden per gate for 24 hours in 3 shift with the exilitary persons | Per day 24 hours | 19440
2.1.8 | Maintenance /fitting of permanent ornamental pots/ seasonal pots
(a) | Mixing earth and manure in per portion as specified or directed for pots | cum | 42
(b) | Filling and planting of sapling and watering of pots | Per 100 pots per day | 180
(c) | Weeding hoeing stacking and coloring of pots material will be supplied by the department | Per 100 pots per day | 180
2.1.9 | Preparation of beds for budging and shrubbery by excavating 60cms. Deep and trenching the excavated base to a further depth of 30 cms . refilling the excavated earth after breaking clods and mixing with manure in ratio of 8:1 ( 8 part of stacked volume ) | Each | 24
2.2 | Digging pits in ordinary soil and refilling the same with the excavated earth mixed with manure in the ratio of 2:1 by volume ( 2parts of stacked volume of earth after reduction by 20% 1 part of stacked volume of manure after reduction by 8%) flooding wit | each | 24
2.3 | Planting of annual saplings watering in the bed | sqm | 2.4
2.4 | watering of group plantation in bed | sqm | 0.3
2.5 | Preparation of edging lawn | Rmt | 0.72
2.6 | Group plantation in the bed at specified place | sqm | 2.4

## H-3
CHAPTER H-3
DEVELOPMENT OF GRADENS
Note : | The rates are inclusive of all taxes etc. and for estimation purpose only.
Chapter Code No | Description | Unit | Rate (Rs.)
1 | 2 | 3 | 4
3.1 | Laying of lawns including ploughing leveling breaking of clods manuring and removal of stones etc. (cost of manure or extra good earth to be paid separately )maintenance of lawn foe 30 days or more till the grass forms a thick lawns free from weeds and fit for moving in the duration of planting if lawn die some where the contractor will replant it at his own cost
3.1.1 | In rows 15 cm apart in either direction | 100 sqm | 3000
3.1.2 | in rows 7.5 cm apart in either direction | 100sqm | 5500
3.1.3 | in rows 5 cm apart in either direction | 100 sqm | 6600
3.1.4 | Laying of Selection No.1 grass tiles (2’X2’ size) for development of garden, including levelling of soil and spreading of manure | sqm | 250
3.1.5 | Maxican(Carpet) grass tiles (2’X2’ size) for development of garden, including levelling of soil and spreading of manure | sqm | 400
3.1.6 | Dugging of weedy soil from garden including loading and unloading of the soil and throwing it away out of the city | Cum | 250
3.2 | Renovating lawns including weeding cheeping the grass forking the ground top dressing with manure . Mixing the same with forked soil watering maintaining the lawn for 30 days for till the grass forms a thick lawns free from weeds and fit for moving in the duration of planting if lawn die some where the contractor will replant it at his own cost | 100sqm | 4500
3.3 | Planting of trees /shrubs/ hedge and climbers plants at desired distance in row and watering | 100 plants | 30
3.4 | Preparation of different sized bed as directed | 100 sqm | 456

## H-4
CHAPTER H-4
MAINTENANCE OF RODS SIDE PLANTATION
Note : | The rates are inclusive of all taxes etc. and for estimation purpose only.
Chapter Code No | Description | Unit | Rate (Rs.)
1 | 2 | 3 | 4
4.1
(a) | Preparation of soil including cleaning & removing of unwanted shrubs removal of stones & Garbage. | Per 100 Sqm | 150
(b) | Digging of pits size 60x60x60 cms. Including removal of stones Manuring applicable of insecticides & watering atleast 15 litre per plant after plan ting. | Per Pit | 30
(c) | Loading & unloading of plant from Deptt.Nursery to site per km. | Per 1000 Plants | 150
(d) | Preparation of Thavala sizing 60 cms. Diametre & 10 cms. Deep once in a month. | Per Thawala | 1.2
(e) | Inter cultural operations hoeing & weeding etc. in 90 cms. Dia & 15 cms. Deep. | Per Plants | 2
(f) | Watering of plants with the own tanker i.e. at least 20 liter water for plant at one time | Per Plants | 1.4
(g) | Transportation of tree guards from Depot to the plantation site including loading & unloading. | Per Tree Guard | 18
(h) | Security of plants & fencing etc. | Per Plant Per month | 0.9
(i) | Prunning & trumming and cutting of old big trees on the road side The contractor will deposit the cut wood in the Deptt. | Per tree | 120
4.2 | Maintenace of Plants by the contractor including of pits/bids watering preparation of Thavala Hoeing weeding etc. & application of insecticides etc. & security if the plant die during maintenance contractor has to replace same height plant at his own cost. | Per Plant Per month | 18

## H-5
CHAPTER H-5
DETAIL OF PLANTATIONS AND MAINTENANCE OF PLANTS ON ROAD SIDE FOR FIVE YEARS
Note : | The rates are inclusive of all taxes etc. and for estimation purpose only.
Chapter Code No | Description | Unit | Rate (Rs.)
1 | 2 | 3 | 4
5.1 | Supply & Planting of shady plants ( Neem. Peepal, Goolar, Jamun, Imli or other specified) along road side including the following activities:- | Per Plant | 1886
(i) | Preparation of soil including cleaning & removing of unwanted shrubs removal of stones & garbage.
(ii) | Supply of plant at site of two years of age & height more than 1.50 Mtr.
(iii) | Supply of dry manure(Farm yard manure organic)
(iv) | Supply of Insecticides.
(v) | Digging of pits size 60x60x60 cms. Including removal of stones. Manuring application of insecticides & watering at least 1.5 Liter per plant after planting
(vi) | Half brick Circular tree guard in second class bricks, internal dia 1.25 meter and height 1.20 meter above ground and 0.20 meter above ground and 0.20 meterr below ground. Bottom two courses laid dry and top three couses in cement mortar 1:6 ( 1 Cement : 6 Sand) and the intermediate courseses being in dry honey comb masonry. As per design complete.
(vii) | Watering to plants
(viii) | Maintance of plants by the contractor including pits, preparation of Thavala Hoeing weeding etc & application of insecticiedes etc. & security. If the plant die during maintence contractor has to rplace same heingh plant at his own cost.
5.2 | Supply & Panting of ornamental plants ( Kachnar, Amaltas, Gulmohar, Arjun, Kala, Siris, Jacranda etc. or other specified) along road side including the following activities :- | Per Plant | 2198
(i) | Preparation of soil including cleaning & removing of unwanted shrubs removal of stones & garbage
(ii) | Supply of plant at site of two years of age & height more than 1.50 Mtr.
(iii) | Supply of dry manure( Farm yard manure organic)
(iv) | Supply of Insecticides
(v) | Digging of pits size 60x60x60 cms. Including removal of stones. Manuring application of insecticides & watering at least 1.5 liter per plant after planting.
(vi) | Half brick Circular tree guard in second class bricks. Internal dia 1.25 meter and height 1.20 meter above ground and 0.20 meter below ground. Bottom two courses laid dry and top three courses in cement morter 1:6(1 Cement : 6 Sand) and the intermediate courses being in dry honey comb masonry. As per design complete.
(vii) | Waterring to Plants.
(viii) | Maintenance of plants by the contractor including pits. Preparation of Thavala Hoeing weeding etc. & application of insecticides etc. & security. If the plant die during maintencance contractor has to replace same height plant at his own cost.
5.3 | Planting & Maintenance of shrubs. | Per Plant | 1069
Planting of shrubs in central verge
(i) | Preparation of soil including cleaning & removing of unwanted shrubs removal of stones & garbage.
(ii) | Supply of plant at site like Bouganvillia & Kaner.
(iii) | Supply of dry manure( Farm yard manure organic)
(iv) | Supply of Insecticides
(v) | Digging of pits size 60x60x60 cms. Including removal of stones. Manuring application of insecticides & watering at least 1.5 liter per plant after planting.
(vi) | Waterring to Plants.
(vii) | Maintenance of plants by the contractor including pits. Preparation of Thavala Hoeing weeding etc. & application of insecticides etc. & security. If the plant die during maintencance contractor has to replace same height plant at his own cost.